## Model
Microsoft Excel 16.0 data sheet of process simulation and control
Created 29.5.2020 22:09:30
PSICDATA
Model
MODEL | [5 empty] | REGULATORY LOOP |  |  |  | SIMULATION | [8 empty] | OUTPUT |  |  |  |  | LOCAL SETTINGS
Model Variables and Constants | [5 empty] | Measuring Element (Zero-order System) |  |  |  | Integration Parameters | [8 empty] | Charts Parameters |  |  |  |  | Integration Parameters
| Variable | Value | Unit | Description | Set Point | 0 | Measured Variable |  |  | 1 | Time Unit |  | min | [5 empty] | 1 | Location | Embedded on report sheet |  |  |  | Minimal integration step | 0.01
2 | T1 | 15 | °C | water input temperature | cp | 0 | Range Limits | Lower |  | 1 | Final Time |  | 60 | [11 empty] | Number of simulated values | 600
2 | T2 | 40.7941 | °C | water output/inside temperature | eta | 0 |  | Upper |  | 1 | Integration Step |  | 0.1 | [5 empty] | Model Variables in Charts
2 | F | 0.5 | L/min | water flowrate | F |  |  |  |  | 1 | Integration Method |  | Euler | [6 empty] | Variable | Sec Y-axis | Chart No. |  | Display Parameters
2 | V | 5 | L | heater volume | P | Controller | [12 empty] | 2 | T1 |  | 1 | FALSE |  | Minimal display step | 0.01
2 | P | 60 | kJ/min | power input | ro | 0 | Controlled Variable |  |  | Disturbances | [8 empty] | 2 | T2 |  | 2 | FALSE |  | Number of displayed values | 600
2 | eta | 90% |  | heating efficiency | T1 | 0 | Set Point |  |  |  | Variable | Change | Parameters |  | Times |  |  |  | 0 |  |  |  | FALSE
2 | ro | 1 | kg/L | water density | T2 | 0 | Mode | [5 empty] | 1st | 2nd | From | To |  |  | 0 |  |  |  | FALSE
2 | cp | 4.187 | kJ/kg/°C | water heat capacity | V |  | Control Action |  |  | 6 | T1 | step | 5 |  | 5 | 60 | 1 | T1 | 0 |  |  |  | FALSE | MODEL DATA VALIDATION
0 |  |  |  |  | 0 | 0 | Type |  | 0 | 0 | [6 empty] | 0 | 0 | 0 |  |  |  | FALSE | Data for process simulation are OK |  | FALSE
0 |  |  |  |  | 0 | 0 | Gain r0 |  |  | 0 | [6 empty] | 0 | 0 | 0 |  |  |  | FALSE | MODEL
0 |  |  |  |  | 0 | 0 | Integral Time Ti |  |  | 0 | [6 empty] | 0 | 0 | 0 |  |  |  | FALSE |  | Model Variables and Constants | TRUE
0 |  |  |  |  | 0 | 0 | Derivative Time Td |  |  | 0 | [6 empty] | 0 | 0 | 0 |  |  |  | FALSE |  | Model First-order ODEs | TRUE
0 |  |  |  |  | 0 |  |  |  |  | 0 | [6 empty] | 0 | 0 | 0 |  |  |  | FALSE | SIMULATION
0 |  |  |  |  | 0 | Final Control Element (Zero-order System) |  |  |  | 0 | [6 empty] | 0 | 0 | 0 |  |  |  | FALSE |  | Integration Parameters | TRUE
0 |  |  |  |  | 0 | 0 | Manipulated Variable |  |  | 0 | [6 empty] | 0 | 0 | 0 |  |  |  | FALSE |  | Disturbances | TRUE
0 |  |  |  |  | 0 | 0 | Range Limits | Lower |  | 0 | [6 empty] | 0 | 0 | 0 |  |  |  | FALSE |  | Output Variables | TRUE
0 |  |  |  |  | 0 | 0 |  | Upper |  | 0 | [6 empty] | 0 | 0 | 0 |  |  |  | FALSE |  | Charts Parameters | TRUE
0 |  |  |  |  | 0 |  |  |  |  | 0 | [6 empty] | 0 | 0 | 0 |  |  |  | FALSE |  | Model Variables in Charts | TRUE
0 |  |  |  |  | 0 |  |  |  |  | 0 | [6 empty] | 0 | 0 | 0 |  |  |  | FALSE
0 |  |  |  |  | 0 |  |  |  |  | 0 | [6 empty] | 0 | 0 | 0 |  |  |  | FALSE
0 |  |  |  |  | 0 |  |  |  |  | 0 | [6 empty] | 0 | 0 | 0 |  |  |  | FALSE | LOOP DATA VALIDATION
0 |  |  |  |  | 0 |  |  |  |  | 0 | [6 empty] | 0 | 0 | 0 |  |  |  | FALSE | Data for loop simulation are OK |  | FALSE
0 |  |  |  |  | 0 |  |  |  |  | 0 | [6 empty] | 0 | 0 | 0 |  |  |  | FALSE | MODEL
0 |  |  |  |  | 0 |  |  |  |  | 0 | [6 empty] | 0 | 0 | 0 |  |  |  | FALSE |  | Model Variables and Constants | TRUE
0 |  |  |  |  | 0 |  |  |  |  | 0 | [6 empty] | 0 | 0 | 0 |  |  |  | FALSE |  | Model First-order ODEs | TRUE
REGULATORY LOOP
Model First-order ODEs | [9 empty] | Output Variables | [14 empty] | Measuring Element (Zero-order System) | FALSE
| Derivative | Value | Symbolic Formula (read only) | [7 empty] | Variable | [13 empty] | Controller | FALSE
2 | T2 | 0 | =F/V*(T1-T2)+P*eta/V/ro/cp |  | T2 |  |  |  |  | 1 | T2 | T2 | [12 empty] | Final Control Element (Zero-order System) | FALSE
0 |  |  |  |  | 0 |  |  |  |  | 0 |  | 0 | [11 empty] | SIMULATION
0 |  |  |  |  | 0 |  |  |  |  | 0 |  | 0 | [12 empty] | Integration Parameters | TRUE
0 |  |  |  |  | 0 |  |  |  |  | 0 |  | 0 | [12 empty] | Disturbances | TRUE
0 |  |  |  |  | 0 |  |  |  |  | 0 |  | 0 | [12 empty] | Output Variables | TRUE
0 |  |  |  |  | 0 |  |  |  |  | 0 |  | 0 | [12 empty] | Model Variables in Charts | TRUE
0 |  |  |  |  | 0 |  |  |  |  | 0 |  | 0 | [12 empty] | Charts Parameters | TRUE
0 |  |  |  |  | 0 |  |  |  |  | 0 |  | 0 | [12 empty] | Regulatory Loop Variables in Charts | TRUE
0 |  |  |  |  | 0 |  |  |  |  | 0 |  | 0
0 |  |  |  |  | 0 |  |  |  |  | 0 |  | 0
Regulatory Loop Variables in Charts
[20 empty] | Variable | Sec Y-axis | Chart No.
[19 empty] | 0 |  |  |  | FALSE
[19 empty] | 0 |  |  |  | FALSE
[19 empty] | 0 |  |  |  | FALSE
Your Notes:

## Loop PID
Microsoft Excel 16.0 data sheet of process simulation and control
Created 29.5.2020 22:15:30
PSICDATA
Loop
MODEL | [5 empty] | REGULATORY LOOP |  |  |  |  | SIMULATION | [8 empty] | OUTPUT |  |  |  |  | LOCAL SETTINGS
Model Variables and Constants | [5 empty] | Measuring Element (Zero-order System) |  |  |  |  | Integration Parameters | [8 empty] | Charts Parameters |  |  |  |  | Integration Parameters
| Variable | Value | Unit | Description | Set Point | 1 | Measured Variable |  | T2 |  | 1 | Time Unit |  | min | [5 empty] | 1 | Location | Embedded on report sheet |  |  |  | Minimal integration step | 0.01
2 | T1 | 15 | °C | water input temperature | cp | 1 | Range Limits | Lower | 0 |  | 1 | Final Time |  | 60 | [11 empty] | Number of simulated values | 600
2 | T2 | 40.7941 | °C | water output/inside temperature | eta | 1 |  | Upper | 100 |  | 1 | Integration Step |  | 0.1 | [5 empty] | Model Variables in Charts
2 | F | 0.5 | L/min | water flowrate | F | [5 empty] | 1 | Integration Method |  | Euler | [6 empty] | Variable | Sec Y-axis | Chart No. |  | Display Parameters
2 | V | 5 | L | heater volume | P | Controller | [13 empty] | 2 | T1 |  | 1 | FALSE |  | Minimal display step | 0.01
2 | P | 60 | kJ/min | power input | ro | 1 | Controlled Variable |  | T2 |  | Disturbances / Set Point Changes | [8 empty] | 2 | T2 |  | 2 | FALSE |  | Number of displayed values | 600
2 | eta | 90% |  | heating efficiency | T1 | 1 | Set Point |  | 40.7941 |  |  | Variable | Change | Parameters |  | Times |  |  |  | 0 |  |  |  | FALSE
2 | ro | 1 | kg/L | water density | T2 | 1 | Mode |  | Direct |  |  |  |  | 1st | 2nd | From | To |  |  | 0 |  |  |  | FALSE
2 | cp | 4.187 | kJ/kg/°C | water heat capacity | V |  | Control Action |  |  |  | 6 | T1 | step | 5 |  | 5 | 60 | 1 | T1 | 0 |  |  |  | FALSE | MODEL DATA VALIDATION
0 |  |  |  |  | 0 | 1 | Type |  | PID | 4 | 0 | [6 empty] | 0 | 0 | 0 |  |  |  | FALSE | Data for process simulation are OK |  | FALSE
0 |  |  |  |  | 0 | 1 | Gain r0 |  | 15 |  | 0 | [6 empty] | 0 | 0 | 0 |  |  |  | FALSE | MODEL
0 |  |  |  |  | 0 | 1 | Integral Time Ti |  | 4 |  | 0 | [6 empty] | 0 | 0 | 0 |  |  |  | FALSE |  | Model Variables and Constants | TRUE
0 |  |  |  |  | 0 | 1 | Derivative Time Td |  | 4 |  | 0 | [6 empty] | 0 | 0 | 0 |  |  |  | FALSE |  | Model First-order ODEs | TRUE
0 |  |  |  |  | 0 | [5 empty] | 0 | [6 empty] | 0 | 0 | 0 |  |  |  | FALSE | SIMULATION
0 |  |  |  |  | 0 | Final Control Element (Zero-order System) |  |  |  |  | 0 | [6 empty] | 0 | 0 | 0 |  |  |  | FALSE |  | Integration Parameters | TRUE
0 |  |  |  |  | 0 | 1 | Manipulated Variable |  | P |  | 0 | [6 empty] | 0 | 0 | 0 |  |  |  | FALSE |  | Disturbances / Set Point Changes | TRUE
0 |  |  |  |  | 0 | 1 | Range Limits | Lower | 0 |  | 0 | [6 empty] | 0 | 0 | 0 |  |  |  | FALSE |  | Output Variables | TRUE
0 |  |  |  |  | 0 | 1 |  | Upper | 120 |  | 0 | [6 empty] | 0 | 0 | 0 |  |  |  | FALSE |  | Charts Parameters | TRUE
0 |  |  |  |  | 0 | [5 empty] | 0 | [6 empty] | 0 | 0 | 0 |  |  |  | FALSE |  | Model Variables in Charts | TRUE
0 |  |  |  |  | 0 | [5 empty] | 0 | [6 empty] | 0 | 0 | 0 |  |  |  | FALSE
0 |  |  |  |  | 0 | [5 empty] | 0 | [6 empty] | 0 | 0 | 0 |  |  |  | FALSE
0 |  |  |  |  | 0 | [5 empty] | 0 | [6 empty] | 0 | 0 | 0 |  |  |  | FALSE | LOOP DATA VALIDATION
0 |  |  |  |  | 0 | [5 empty] | 0 | [6 empty] | 0 | 0 | 0 |  |  |  | FALSE | Data for loop simulation are OK |  | FALSE
0 |  |  |  |  | 0 | [5 empty] | 0 | [6 empty] | 0 | 0 | 0 |  |  |  | FALSE | MODEL
0 |  |  |  |  | 0 | [5 empty] | 0 | [6 empty] | 0 | 0 | 0 |  |  |  | FALSE |  | Model Variables and Constants | TRUE
0 |  |  |  |  | 0 | [5 empty] | 0 | [6 empty] | 0 | 0 | 0 |  |  |  | FALSE |  | Model First-order ODEs | TRUE
REGULATORY LOOP
Model First-order ODEs | [10 empty] | Output Variables | [8 empty] | Regulatory Loop Variables in Charts | [5 empty] | Measuring Element (Zero-order System) | TRUE
| Derivative | Value | Symbolic Formula (read only) | [8 empty] | Variable | [8 empty] | Variable | Sec Y-axis | Chart No. |  |  | Controller | TRUE
2 | T2 | 0 | =F/V*(T1-T2)+P*eta/V/ro/cp |  | T2 | [5 empty] | 1 | T2 | T2 | [6 empty] | 2 | Set Point |  | 2 | FALSE |  | Final Control Element (Zero-order System) | TRUE
0 |  |  |  |  | 0 | [5 empty] | 0 |  | 0 | [6 empty] | 2 | Error |  | 3 | FALSE | SIMULATION
0 |  |  |  |  | 0 | [5 empty] | 0 |  | 0 | [6 empty] | 0 |  |  |  | FALSE |  | Integration Parameters | TRUE
0 |  |  |  |  | 0 | [5 empty] | 0 |  | 0 | [12 empty] | Disturbances / Set Point Changes | TRUE
0 |  |  |  |  | 0 | [5 empty] | 0 |  | 0 | [12 empty] | Output Variables | TRUE
0 |  |  |  |  | 0 | [5 empty] | 0 |  | 0 | [12 empty] | Model Variables in Charts | TRUE
0 |  |  |  |  | 0 | [5 empty] | 0 |  | 0 | [12 empty] | Charts Parameters | TRUE
0 |  |  |  |  | 0 | [5 empty] | 0 |  | 0 | [12 empty] | Regulatory Loop Variables in Charts | TRUE
0 |  |  |  |  | 0 | [5 empty] | 0 |  | 0
0 |  |  |  |  | 0 | [5 empty] | 0 |  | 0
Your Notes:

## Read me
Readme
After opening this example:
1. Enable macros
2. Update add-in link (PSIC / Update Link)

## Loop PD
Microsoft Excel 16.0 data sheet of process simulation and control
Created 24-04-2024 20:39:18
PSICDATA
Loop
MODEL | [5 empty] | REGULATORY LOOP |  |  |  |  | SIMULATION | [8 empty] | OUTPUT |  |  |  |  | LOCAL SETTINGS
Model Variables and Constants | [5 empty] | Measuring Element (Zero-order System) |  |  |  |  | Integration Parameters | [8 empty] | Charts Parameters |  |  |  |  | Integration Parameters
| Variable | Value | Unit | Description | Set Point | 1 | Measured Variable |  | T2 |  | 1 | Time Unit |  | min | [5 empty] | 1 | Location | Embedded on report sheet |  |  |  | Minimal integration step | 0.01
2 | T1 | 15 | °C | water input temperature | cp | 1 | Range Limits | Lower | 0 |  | 1 | Final Time |  | 60 | [11 empty] | Number of simulated values | 600
2 | T2 | 40.7941 | °C | water output/inside temperature | eta | 1 |  | Upper | 100 |  | 1 | Integration Step |  | 0.1 | [5 empty] | Model Variables in Charts
2 | F | 0.5 | L/min | water flowrate | F | [5 empty] | 1 | Integration Method |  | Euler | [6 empty] | Variable | Sec Y-axis | Chart No. |  | Display Parameters
2 | V | 5 | L | heater volume | P | Controller | [13 empty] | 2 | T1 |  | 1 | FALSE |  | Minimal display step | 0.01
2 | P | 60 | kJ/min | power input | ro | 1 | Controlled Variable |  | T2 |  | Disturbances / Set Point Changes | [8 empty] | 2 | T2 |  | 2 | FALSE |  | Number of displayed values | 600
2 | eta | 90% |  | heating efficiency | T1 | 1 | Set Point |  | 40.7941 |  |  | Variable | Change | Parameters |  | Times |  |  |  | 0 |  |  |  | FALSE
2 | ro | 1 | kg/L | water density | T2 | 1 | Mode |  | Direct |  |  |  |  | 1st | 2nd | From | To |  |  | 0 |  |  |  | FALSE
2 | cp | 4.187 | kJ/kg/°C | water heat capacity | V |  | Control Action |  |  |  | 6 | T1 | step | 5 |  | 5 | 60 | 1 | T1 | 0 |  |  |  | FALSE | MODEL DATA VALIDATION
0 |  |  |  |  | 0 | 1 | Type |  | PD | 3 | 0 | [6 empty] | 0 | 0 | 0 |  |  |  | FALSE | Data for process simulation are OK |  | FALSE
0 |  |  |  |  | 0 | 1 | Gain r0 |  | 15 |  | 0 | [6 empty] | 0 | 0 | 0 |  |  |  | FALSE | MODEL
0 |  |  |  |  | 0 | 0 | Integral Time Ti |  |  |  | 0 | [6 empty] | 0 | 0 | 0 |  |  |  | FALSE |  | Model Variables and Constants | TRUE
0 |  |  |  |  | 0 | 1 | Derivative Time Td |  | 4 |  | 0 | [6 empty] | 0 | 0 | 0 |  |  |  | FALSE |  | Model First-order ODEs | TRUE
0 |  |  |  |  | 0 | [5 empty] | 0 | [6 empty] | 0 | 0 | 0 |  |  |  | FALSE | SIMULATION
0 |  |  |  |  | 0 | Final Control Element (Zero-order System) |  |  |  |  | 0 | [6 empty] | 0 | 0 | 0 |  |  |  | FALSE |  | Integration Parameters | TRUE
0 |  |  |  |  | 0 | 1 | Manipulated Variable |  | P |  | 0 | [6 empty] | 0 | 0 | 0 |  |  |  | FALSE |  | Disturbances / Set Point Changes | TRUE
0 |  |  |  |  | 0 | 1 | Range Limits | Lower | 0 |  | 0 | [6 empty] | 0 | 0 | 0 |  |  |  | FALSE |  | Output Variables | TRUE
0 |  |  |  |  | 0 | 1 |  | Upper | 120 |  | 0 | [6 empty] | 0 | 0 | 0 |  |  |  | FALSE |  | Charts Parameters | TRUE
0 |  |  |  |  | 0 | [5 empty] | 0 | [6 empty] | 0 | 0 | 0 |  |  |  | FALSE |  | Model Variables in Charts | TRUE
0 |  |  |  |  | 0 | [5 empty] | 0 | [6 empty] | 0 | 0 | 0 |  |  |  | FALSE
0 |  |  |  |  | 0 | [5 empty] | 0 | [6 empty] | 0 | 0 | 0 |  |  |  | FALSE
0 |  |  |  |  | 0 | [5 empty] | 0 | [6 empty] | 0 | 0 | 0 |  |  |  | FALSE | LOOP DATA VALIDATION
0 |  |  |  |  | 0 | [5 empty] | 0 | [6 empty] | 0 | 0 | 0 |  |  |  | FALSE | Data for loop simulation are OK |  | FALSE
0 |  |  |  |  | 0 | [5 empty] | 0 | [6 empty] | 0 | 0 | 0 |  |  |  | FALSE | MODEL
0 |  |  |  |  | 0 | [5 empty] | 0 | [6 empty] | 0 | 0 | 0 |  |  |  | FALSE |  | Model Variables and Constants | TRUE
0 |  |  |  |  | 0 | [5 empty] | 0 | [6 empty] | 0 | 0 | 0 |  |  |  | FALSE |  | Model First-order ODEs | TRUE
REGULATORY LOOP
Model First-order ODEs | [10 empty] | Output Variables | [8 empty] | Regulatory Loop Variables in Charts | [5 empty] | Measuring Element (Zero-order System) | TRUE
| Derivative | Value | Symbolic Formula (read only) | [8 empty] | Variable | [8 empty] | Variable | Sec Y-axis | Chart No. |  |  | Controller | TRUE
2 | T2 | 0 | =F/V*(T1-T2)+P*eta/V/ro/cp |  | T2 | [5 empty] | 1 | T2 | T2 | [6 empty] | 0 |  |  |  | FALSE |  | Final Control Element (Zero-order System) | TRUE
0 |  |  |  |  | 0 | [5 empty] | 0 |  | 0 | [6 empty] | 0 |  |  |  | FALSE | SIMULATION
0 |  |  |  |  | 0 | [5 empty] | 0 |  | 0 | [6 empty] | 0 |  |  |  | FALSE |  | Integration Parameters | TRUE
0 |  |  |  |  | 0 | [5 empty] | 0 |  | 0 | [12 empty] | Disturbances / Set Point Changes | TRUE
0 |  |  |  |  | 0 | [5 empty] | 0 |  | 0 | [12 empty] | Output Variables | TRUE
0 |  |  |  |  | 0 | [5 empty] | 0 |  | 0 | [12 empty] | Model Variables in Charts | TRUE
0 |  |  |  |  | 0 | [5 empty] | 0 |  | 0 | [12 empty] | Charts Parameters | TRUE
0 |  |  |  |  | 0 | [5 empty] | 0 |  | 0 | [12 empty] | Regulatory Loop Variables in Charts | TRUE
0 |  |  |  |  | 0 | [5 empty] | 0 |  | 0
0 |  |  |  |  | 0 | [5 empty] | 0 |  | 0
Your Notes:

## Model Report
Microsoft Excel 16.0 report of process simulation and control for data sheet [Heater.7.5.xlsx]Model 1
Created 29.5.2020 22:15:10
PSICREPORT
Model
MODEL | [22 empty] | REGULATORY LOOP |  |  |  |  | PARAMETERS (for controller tunning)
Model Variables and Constants | [10 empty] | Model First-order ODEs |  | E12 | #N/A | #N/A | #N/A | #N/A | #N/A | #N/A | #N/A | #N/A | #N/A | Controller |  | #N/A | #N/A | #N/A | SIMULATION
| Variable | time | T1 | T2 | F | V | P | eta | ro | cp |  | Derivative | T2 | [10 empty] | Variable |  |  |  |  | Integration Step |  | 0.1
| Unit | min | °C | °C | L/min | L | kJ/min |  | kg/L | kJ/kg/°C |  | Unit | °C/min | 0 | 0 | 0 | 0 | 0 | 0 | 0 | 0 | 0 |  | Unit | 1 | 1
| Initial Value | 0 | 15 | 40.7941 | 0.5 | 5 | 60 | 0.9 | 1 | 4.187 |  | Initial Value | 0 | [10 empty] | Initial Value |  |  |  | REGULATORY CONTROL LOOP
|  | 0.1 | 15 | 40.7941 | 0.5 | 5 | 60 | 0.9 | 1 | 4.187 |  |  | 0 | [14 empty] | Process Variable
|  | 0.2 | 15 | 40.7941 | 0.5 | 5 | 60 | 0.9 | 1 | 4.187 |  |  | 0 | [15 empty] | Limits | Lower
|  | 0.3 | 15 | 40.7941 | 0.5 | 5 | 60 | 0.9 | 1 | 4.187 |  |  | 0 | [16 empty] | Higher
|  | 0.4 | 15 | 40.7941 | 0.5 | 5 | 60 | 0.9 | 1 | 4.187 |  |  | 0 | [14 empty] | Controller
|  | 0.5 | 15 | 40.7941 | 0.5 | 5 | 60 | 0.9 | 1 | 4.187 |  |  | 0 | [15 empty] | Set Point
|  | 0.6 | 15 | 40.7941 | 0.5 | 5 | 60 | 0.9 | 1 | 4.187 |  |  | 0 | [15 empty] | Mode
|  | 0.7 | 15 | 40.7941 | 0.5 | 5 | 60 | 0.9 | 1 | 4.187 |  |  | 0 | [15 empty] | Type
|  | 0.8 | 15 | 40.7941 | 0.5 | 5 | 60 | 0.9 | 1 | 4.187 |  |  | 0 | [15 empty] | Gain
|  | 0.9 | 15 | 40.7941 | 0.5 | 5 | 60 | 0.9 | 1 | 4.187 |  |  | 0 | [15 empty] | Integration Time
|  | 1 | 15 | 40.7941 | 0.5 | 5 | 60 | 0.9 | 1 | 4.187 |  |  | 0 | [15 empty] | Derivativation Time
|  | 1.1 | 15 | 40.7941 | 0.5 | 5 | 60 | 0.9 | 1 | 4.187 |  |  | 0 | [14 empty] | Manipulated Variable
|  | 1.2 | 15 | 40.7941 | 0.5 | 5 | 60 | 0.9 | 1 | 4.187 |  |  | 0 | [15 empty] | Limits | Lower
|  | 1.3 | 15 | 40.7941 | 0.5 | 5 | 60 | 0.9 | 1 | 4.187 |  |  | 0 | [16 empty] | Higher
|  | 1.4 | 15 | 40.7941 | 0.5 | 5 | 60 | 0.9 | 1 | 4.187 |  |  | 0
|  | 1.5 | 15 | 40.7941 | 0.5 | 5 | 60 | 0.9 | 1 | 4.187 |  |  | 0
|  | 1.6 | 15 | 40.7941 | 0.5 | 5 | 60 | 0.9 | 1 | 4.187 |  |  | 0
|  | 1.7 | 15 | 40.7941 | 0.5 | 5 | 60 | 0.9 | 1 | 4.187 |  |  | 0
|  | 1.8 | 15 | 40.7941 | 0.5 | 5 | 60 | 0.9 | 1 | 4.187 |  |  | 0
|  | 1.9 | 15 | 40.7941 | 0.5 | 5 | 60 | 0.9 | 1 | 4.187 |  |  | 0
|  | 2 | 15 | 40.7941 | 0.5 | 5 | 60 | 0.9 | 1 | 4.187 |  |  | 0
|  | 2.1 | 15 | 40.7941 | 0.5 | 5 | 60 | 0.9 | 1 | 4.187 |  |  | 0
|  | 2.2 | 15 | 40.7941 | 0.5 | 5 | 60 | 0.9 | 1 | 4.187 |  |  | 0
|  | 2.3 | 15 | 40.7941 | 0.5 | 5 | 60 | 0.9 | 1 | 4.187 |  |  | 0
|  | 2.4 | 15 | 40.7941 | 0.5 | 5 | 60 | 0.9 | 1 | 4.187 |  |  | 0
|  | 2.5 | 15 | 40.7941 | 0.5 | 5 | 60 | 0.9 | 1 | 4.187 |  |  | 0
|  | 2.6 | 15 | 40.7941 | 0.5 | 5 | 60 | 0.9 | 1 | 4.187 |  |  | 0
|  | 2.7 | 15 | 40.7941 | 0.5 | 5 | 60 | 0.9 | 1 | 4.187 |  |  | 0
|  | 2.8 | 15 | 40.7941 | 0.5 | 5 | 60 | 0.9 | 1 | 4.187 |  |  | 0
|  | 2.9 | 15 | 40.7941 | 0.5 | 5 | 60 | 0.9 | 1 | 4.187 |  |  | 0
|  | 3 | 15 | 40.7941 | 0.5 | 5 | 60 | 0.9 | 1 | 4.187 |  |  | 0
|  | 3.1 | 15 | 40.7941 | 0.5 | 5 | 60 | 0.9 | 1 | 4.187 |  |  | 0
|  | 3.2 | 15 | 40.7941 | 0.5 | 5 | 60 | 0.9 | 1 | 4.187 |  |  | 0
|  | 3.3 | 15 | 40.7941 | 0.5 | 5 | 60 | 0.9 | 1 | 4.187 |  |  | 0
|  | 3.4 | 15 | 40.7941 | 0.5 | 5 | 60 | 0.9 | 1 | 4.187 |  |  | 0
|  | 3.5 | 15 | 40.7941 | 0.5 | 5 | 60 | 0.9 | 1 | 4.187 |  |  | 0
|  | 3.6 | 15 | 40.7941 | 0.5 | 5 | 60 | 0.9 | 1 | 4.187 |  |  | 0
|  | 3.7 | 15 | 40.7941 | 0.5 | 5 | 60 | 0.9 | 1 | 4.187 |  |  | 0
|  | 3.8 | 15 | 40.7941 | 0.5 | 5 | 60 | 0.9 | 1 | 4.187 |  |  | 0
|  | 3.9 | 15 | 40.7941 | 0.5 | 5 | 60 | 0.9 | 1 | 4.187 |  |  | 0
|  | 4 | 15 | 40.7941 | 0.5 | 5 | 60 | 0.9 | 1 | 4.187 |  |  | 0
|  | 4.1 | 15 | 40.7941 | 0.5 | 5 | 60 | 0.9 | 1 | 4.187 |  |  | 0
|  | 4.2 | 15 | 40.7941 | 0.5 | 5 | 60 | 0.9 | 1 | 4.187 |  |  | 0
|  | 4.3 | 15 | 40.7941 | 0.5 | 5 | 60 | 0.9 | 1 | 4.187 |  |  | 0
|  | 4.4 | 15 | 40.7941 | 0.5 | 5 | 60 | 0.9 | 1 | 4.187 |  |  | 0
|  | 4.5 | 15 | 40.7941 | 0.5 | 5 | 60 | 0.9 | 1 | 4.187 |  |  | 0
|  | 4.6 | 15 | 40.7941 | 0.5 | 5 | 60 | 0.9 | 1 | 4.187 |  |  | 0
|  | 4.7 | 15 | 40.7941 | 0.5 | 5 | 60 | 0.9 | 1 | 4.187 |  |  | 0
|  | 4.8 | 15 | 40.7941 | 0.5 | 5 | 60 | 0.9 | 1 | 4.187 |  |  | 0
|  | 4.9 | 15 | 40.7941 | 0.5 | 5 | 60 | 0.9 | 1 | 4.187 |  |  | 0
|  | 5 | #NAME? | 40.7941 | 0.5 | 5 | 60 | 0.9 | 1 | 4.187 |  |  | #NAME?
|  | 5.1 | #NAME? | #NAME? | 0.5 | 5 | 60 | 0.9 | 1 | 4.187 |  |  | #NAME?
|  | 5.2 | #NAME? | #NAME? | 0.5 | 5 | 60 | 0.9 | 1 | 4.187 |  |  | #NAME?
|  | 5.3 | #NAME? | #NAME? | 0.5 | 5 | 60 | 0.9 | 1 | 4.187 |  |  | #NAME?
|  | 5.4 | #NAME? | #NAME? | 0.5 | 5 | 60 | 0.9 | 1 | 4.187 |  |  | #NAME?
|  | 5.5 | #NAME? | #NAME? | 0.5 | 5 | 60 | 0.9 | 1 | 4.187 |  |  | #NAME?
|  | 5.6 | #NAME? | #NAME? | 0.5 | 5 | 60 | 0.9 | 1 | 4.187 |  |  | #NAME?
|  | 5.7 | #NAME? | #NAME? | 0.5 | 5 | 60 | 0.9 | 1 | 4.187 |  |  | #NAME?
|  | 5.8 | #NAME? | #NAME? | 0.5 | 5 | 60 | 0.9 | 1 | 4.187 |  |  | #NAME?
|  | 5.9 | #NAME? | #NAME? | 0.5 | 5 | 60 | 0.9 | 1 | 4.187 |  |  | #NAME?
|  | 6 | #NAME? | #NAME? | 0.5 | 5 | 60 | 0.9 | 1 | 4.187 |  |  | #NAME?
|  | 6.1 | #NAME? | #NAME? | 0.5 | 5 | 60 | 0.9 | 1 | 4.187 |  |  | #NAME?
|  | 6.2 | #NAME? | #NAME? | 0.5 | 5 | 60 | 0.9 | 1 | 4.187 |  |  | #NAME?
|  | 6.3 | #NAME? | #NAME? | 0.5 | 5 | 60 | 0.9 | 1 | 4.187 |  |  | #NAME?
|  | 6.4 | #NAME? | #NAME? | 0.5 | 5 | 60 | 0.9 | 1 | 4.187 |  |  | #NAME?
|  | 6.5 | #NAME? | #NAME? | 0.5 | 5 | 60 | 0.9 | 1 | 4.187 |  |  | #NAME?
|  | 6.6 | #NAME? | #NAME? | 0.5 | 5 | 60 | 0.9 | 1 | 4.187 |  |  | #NAME?
|  | 6.7 | #NAME? | #NAME? | 0.5 | 5 | 60 | 0.9 | 1 | 4.187 |  |  | #NAME?
|  | 6.8 | #NAME? | #NAME? | 0.5 | 5 | 60 | 0.9 | 1 | 4.187 |  |  | #NAME?
|  | 6.9 | #NAME? | #NAME? | 0.5 | 5 | 60 | 0.9 | 1 | 4.187 |  |  | #NAME?
|  | 7 | #NAME? | #NAME? | 0.5 | 5 | 60 | 0.9 | 1 | 4.187 |  |  | #NAME?
|  | 7.1 | #NAME? | #NAME? | 0.5 | 5 | 60 | 0.9 | 1 | 4.187 |  |  | #NAME?
|  | 7.2 | #NAME? | #NAME? | 0.5 | 5 | 60 | 0.9 | 1 | 4.187 |  |  | #NAME?
|  | 7.3 | #NAME? | #NAME? | 0.5 | 5 | 60 | 0.9 | 1 | 4.187 |  |  | #NAME?
|  | 7.4 | #NAME? | #NAME? | 0.5 | 5 | 60 | 0.9 | 1 | 4.187 |  |  | #NAME?
|  | 7.5 | #NAME? | #NAME? | 0.5 | 5 | 60 | 0.9 | 1 | 4.187 |  |  | #NAME?
|  | 7.6 | #NAME? | #NAME? | 0.5 | 5 | 60 | 0.9 | 1 | 4.187 |  |  | #NAME?
|  | 7.7 | #NAME? | #NAME? | 0.5 | 5 | 60 | 0.9 | 1 | 4.187 |  |  | #NAME?
|  | 7.8 | #NAME? | #NAME? | 0.5 | 5 | 60 | 0.9 | 1 | 4.187 |  |  | #NAME?
|  | 7.9 | #NAME? | #NAME? | 0.5 | 5 | 60 | 0.9 | 1 | 4.187 |  |  | #NAME?
|  | 8 | #NAME? | #NAME? | 0.5 | 5 | 60 | 0.9 | 1 | 4.187 |  |  | #NAME?
|  | 8.1 | #NAME? | #NAME? | 0.5 | 5 | 60 | 0.9 | 1 | 4.187 |  |  | #NAME?
|  | 8.2 | #NAME? | #NAME? | 0.5 | 5 | 60 | 0.9 | 1 | 4.187 |  |  | #NAME?
|  | 8.3 | #NAME? | #NAME? | 0.5 | 5 | 60 | 0.9 | 1 | 4.187 |  |  | #NAME?
|  | 8.4 | #NAME? | #NAME? | 0.5 | 5 | 60 | 0.9 | 1 | 4.187 |  |  | #NAME?
|  | 8.5 | #NAME? | #NAME? | 0.5 | 5 | 60 | 0.9 | 1 | 4.187 |  |  | #NAME?
|  | 8.6 | #NAME? | #NAME? | 0.5 | 5 | 60 | 0.9 | 1 | 4.187 |  |  | #NAME?
|  | 8.7 | #NAME? | #NAME? | 0.5 | 5 | 60 | 0.9 | 1 | 4.187 |  |  | #NAME?
|  | 8.8 | #NAME? | #NAME? | 0.5 | 5 | 60 | 0.9 | 1 | 4.187 |  |  | #NAME?
|  | 8.9 | #NAME? | #NAME? | 0.5 | 5 | 60 | 0.9 | 1 | 4.187 |  |  | #NAME?
|  | 9 | #NAME? | #NAME? | 0.5 | 5 | 60 | 0.9 | 1 | 4.187 |  |  | #NAME?
|  | 9.1 | #NAME? | #NAME? | 0.5 | 5 | 60 | 0.9 | 1 | 4.187 |  |  | #NAME?
|  | 9.2 | #NAME? | #NAME? | 0.5 | 5 | 60 | 0.9 | 1 | 4.187 |  |  | #NAME?
|  | 9.3 | #NAME? | #NAME? | 0.5 | 5 | 60 | 0.9 | 1 | 4.187 |  |  | #NAME?
|  | 9.4 | #NAME? | #NAME? | 0.5 | 5 | 60 | 0.9 | 1 | 4.187 |  |  | #NAME?
|  | 9.5 | #NAME? | #NAME? | 0.5 | 5 | 60 | 0.9 | 1 | 4.187 |  |  | #NAME?
|  | 9.6 | #NAME? | #NAME? | 0.5 | 5 | 60 | 0.9 | 1 | 4.187 |  |  | #NAME?
|  | 9.7 | #NAME? | #NAME? | 0.5 | 5 | 60 | 0.9 | 1 | 4.187 |  |  | #NAME?
|  | 9.8 | #NAME? | #NAME? | 0.5 | 5 | 60 | 0.9 | 1 | 4.187 |  |  | #NAME?
|  | 9.9 | #NAME? | #NAME? | 0.5 | 5 | 60 | 0.9 | 1 | 4.187 |  |  | #NAME?
|  | 10 | #NAME? | #NAME? | 0.5 | 5 | 60 | 0.9 | 1 | 4.187 |  |  | #NAME?
|  | 10.1 | #NAME? | #NAME? | 0.5 | 5 | 60 | 0.9 | 1 | 4.187 |  |  | #NAME?
|  | 10.2 | #NAME? | #NAME? | 0.5 | 5 | 60 | 0.9 | 1 | 4.187 |  |  | #NAME?
|  | 10.3 | #NAME? | #NAME? | 0.5 | 5 | 60 | 0.9 | 1 | 4.187 |  |  | #NAME?
|  | 10.4 | #NAME? | #NAME? | 0.5 | 5 | 60 | 0.9 | 1 | 4.187 |  |  | #NAME?
|  | 10.5 | #NAME? | #NAME? | 0.5 | 5 | 60 | 0.9 | 1 | 4.187 |  |  | #NAME?
|  | 10.6 | #NAME? | #NAME? | 0.5 | 5 | 60 | 0.9 | 1 | 4.187 |  |  | #NAME?
|  | 10.7 | #NAME? | #NAME? | 0.5 | 5 | 60 | 0.9 | 1 | 4.187 |  |  | #NAME?
|  | 10.8 | #NAME? | #NAME? | 0.5 | 5 | 60 | 0.9 | 1 | 4.187 |  |  | #NAME?
|  | 10.9 | #NAME? | #NAME? | 0.5 | 5 | 60 | 0.9 | 1 | 4.187 |  |  | #NAME?
|  | 11 | #NAME? | #NAME? | 0.5 | 5 | 60 | 0.9 | 1 | 4.187 |  |  | #NAME?
|  | 11.1 | #NAME? | #NAME? | 0.5 | 5 | 60 | 0.9 | 1 | 4.187 |  |  | #NAME?
|  | 11.2 | #NAME? | #NAME? | 0.5 | 5 | 60 | 0.9 | 1 | 4.187 |  |  | #NAME?
|  | 11.3 | #NAME? | #NAME? | 0.5 | 5 | 60 | 0.9 | 1 | 4.187 |  |  | #NAME?
|  | 11.4 | #NAME? | #NAME? | 0.5 | 5 | 60 | 0.9 | 1 | 4.187 |  |  | #NAME?
|  | 11.5 | #NAME? | #NAME? | 0.5 | 5 | 60 | 0.9 | 1 | 4.187 |  |  | #NAME?
|  | 11.6 | #NAME? | #NAME? | 0.5 | 5 | 60 | 0.9 | 1 | 4.187 |  |  | #NAME?
|  | 11.7 | #NAME? | #NAME? | 0.5 | 5 | 60 | 0.9 | 1 | 4.187 |  |  | #NAME?
|  | 11.8 | #NAME? | #NAME? | 0.5 | 5 | 60 | 0.9 | 1 | 4.187 |  |  | #NAME?
|  | 11.9 | #NAME? | #NAME? | 0.5 | 5 | 60 | 0.9 | 1 | 4.187 |  |  | #NAME?
|  | 12 | #NAME? | #NAME? | 0.5 | 5 | 60 | 0.9 | 1 | 4.187 |  |  | #NAME?
|  | 12.1 | #NAME? | #NAME? | 0.5 | 5 | 60 | 0.9 | 1 | 4.187 |  |  | #NAME?
|  | 12.2 | #NAME? | #NAME? | 0.5 | 5 | 60 | 0.9 | 1 | 4.187 |  |  | #NAME?
|  | 12.3 | #NAME? | #NAME? | 0.5 | 5 | 60 | 0.9 | 1 | 4.187 |  |  | #NAME?
|  | 12.4 | #NAME? | #NAME? | 0.5 | 5 | 60 | 0.9 | 1 | 4.187 |  |  | #NAME?
|  | 12.5 | #NAME? | #NAME? | 0.5 | 5 | 60 | 0.9 | 1 | 4.187 |  |  | #NAME?
|  | 12.6 | #NAME? | #NAME? | 0.5 | 5 | 60 | 0.9 | 1 | 4.187 |  |  | #NAME?
|  | 12.7 | #NAME? | #NAME? | 0.5 | 5 | 60 | 0.9 | 1 | 4.187 |  |  | #NAME?
|  | 12.8 | #NAME? | #NAME? | 0.5 | 5 | 60 | 0.9 | 1 | 4.187 |  |  | #NAME?
|  | 12.9 | #NAME? | #NAME? | 0.5 | 5 | 60 | 0.9 | 1 | 4.187 |  |  | #NAME?
|  | 13 | #NAME? | #NAME? | 0.5 | 5 | 60 | 0.9 | 1 | 4.187 |  |  | #NAME?
|  | 13.1 | #NAME? | #NAME? | 0.5 | 5 | 60 | 0.9 | 1 | 4.187 |  |  | #NAME?
|  | 13.2 | #NAME? | #NAME? | 0.5 | 5 | 60 | 0.9 | 1 | 4.187 |  |  | #NAME?
|  | 13.3 | #NAME? | #NAME? | 0.5 | 5 | 60 | 0.9 | 1 | 4.187 |  |  | #NAME?
|  | 13.4 | #NAME? | #NAME? | 0.5 | 5 | 60 | 0.9 | 1 | 4.187 |  |  | #NAME?
|  | 13.5 | #NAME? | #NAME? | 0.5 | 5 | 60 | 0.9 | 1 | 4.187 |  |  | #NAME?
|  | 13.6 | #NAME? | #NAME? | 0.5 | 5 | 60 | 0.9 | 1 | 4.187 |  |  | #NAME?
|  | 13.7 | #NAME? | #NAME? | 0.5 | 5 | 60 | 0.9 | 1 | 4.187 |  |  | #NAME?
|  | 13.8 | #NAME? | #NAME? | 0.5 | 5 | 60 | 0.9 | 1 | 4.187 |  |  | #NAME?
|  | 13.9 | #NAME? | #NAME? | 0.5 | 5 | 60 | 0.9 | 1 | 4.187 |  |  | #NAME?
|  | 14 | #NAME? | #NAME? | 0.5 | 5 | 60 | 0.9 | 1 | 4.187 |  |  | #NAME?
|  | 14.1 | #NAME? | #NAME? | 0.5 | 5 | 60 | 0.9 | 1 | 4.187 |  |  | #NAME?
|  | 14.2 | #NAME? | #NAME? | 0.5 | 5 | 60 | 0.9 | 1 | 4.187 |  |  | #NAME?
|  | 14.3 | #NAME? | #NAME? | 0.5 | 5 | 60 | 0.9 | 1 | 4.187 |  |  | #NAME?
|  | 14.4 | #NAME? | #NAME? | 0.5 | 5 | 60 | 0.9 | 1 | 4.187 |  |  | #NAME?
|  | 14.5 | #NAME? | #NAME? | 0.5 | 5 | 60 | 0.9 | 1 | 4.187 |  |  | #NAME?
|  | 14.6 | #NAME? | #NAME? | 0.5 | 5 | 60 | 0.9 | 1 | 4.187 |  |  | #NAME?
|  | 14.7 | #NAME? | #NAME? | 0.5 | 5 | 60 | 0.9 | 1 | 4.187 |  |  | #NAME?
|  | 14.8 | #NAME? | #NAME? | 0.5 | 5 | 60 | 0.9 | 1 | 4.187 |  |  | #NAME?
|  | 14.9 | #NAME? | #NAME? | 0.5 | 5 | 60 | 0.9 | 1 | 4.187 |  |  | #NAME?
|  | 15 | #NAME? | #NAME? | 0.5 | 5 | 60 | 0.9 | 1 | 4.187 |  |  | #NAME?
|  | 15.1 | #NAME? | #NAME? | 0.5 | 5 | 60 | 0.9 | 1 | 4.187 |  |  | #NAME?
|  | 15.2 | #NAME? | #NAME? | 0.5 | 5 | 60 | 0.9 | 1 | 4.187 |  |  | #NAME?
|  | 15.3 | #NAME? | #NAME? | 0.5 | 5 | 60 | 0.9 | 1 | 4.187 |  |  | #NAME?
|  | 15.4 | #NAME? | #NAME? | 0.5 | 5 | 60 | 0.9 | 1 | 4.187 |  |  | #NAME?
|  | 15.5 | #NAME? | #NAME? | 0.5 | 5 | 60 | 0.9 | 1 | 4.187 |  |  | #NAME?
|  | 15.6 | #NAME? | #NAME? | 0.5 | 5 | 60 | 0.9 | 1 | 4.187 |  |  | #NAME?
|  | 15.7 | #NAME? | #NAME? | 0.5 | 5 | 60 | 0.9 | 1 | 4.187 |  |  | #NAME?
|  | 15.8 | #NAME? | #NAME? | 0.5 | 5 | 60 | 0.9 | 1 | 4.187 |  |  | #NAME?
|  | 15.9 | #NAME? | #NAME? | 0.5 | 5 | 60 | 0.9 | 1 | 4.187 |  |  | #NAME?
|  | 16 | #NAME? | #NAME? | 0.5 | 5 | 60 | 0.9 | 1 | 4.187 |  |  | #NAME?
|  | 16.1 | #NAME? | #NAME? | 0.5 | 5 | 60 | 0.9 | 1 | 4.187 |  |  | #NAME?
|  | 16.2 | #NAME? | #NAME? | 0.5 | 5 | 60 | 0.9 | 1 | 4.187 |  |  | #NAME?
|  | 16.3 | #NAME? | #NAME? | 0.5 | 5 | 60 | 0.9 | 1 | 4.187 |  |  | #NAME?
|  | 16.4 | #NAME? | #NAME? | 0.5 | 5 | 60 | 0.9 | 1 | 4.187 |  |  | #NAME?
|  | 16.5 | #NAME? | #NAME? | 0.5 | 5 | 60 | 0.9 | 1 | 4.187 |  |  | #NAME?
|  | 16.6 | #NAME? | #NAME? | 0.5 | 5 | 60 | 0.9 | 1 | 4.187 |  |  | #NAME?
|  | 16.7 | #NAME? | #NAME? | 0.5 | 5 | 60 | 0.9 | 1 | 4.187 |  |  | #NAME?
|  | 16.8 | #NAME? | #NAME? | 0.5 | 5 | 60 | 0.9 | 1 | 4.187 |  |  | #NAME?
|  | 16.9 | #NAME? | #NAME? | 0.5 | 5 | 60 | 0.9 | 1 | 4.187 |  |  | #NAME?
|  | 17 | #NAME? | #NAME? | 0.5 | 5 | 60 | 0.9 | 1 | 4.187 |  |  | #NAME?
|  | 17.1 | #NAME? | #NAME? | 0.5 | 5 | 60 | 0.9 | 1 | 4.187 |  |  | #NAME?
|  | 17.2 | #NAME? | #NAME? | 0.5 | 5 | 60 | 0.9 | 1 | 4.187 |  |  | #NAME?
|  | 17.3 | #NAME? | #NAME? | 0.5 | 5 | 60 | 0.9 | 1 | 4.187 |  |  | #NAME?
|  | 17.4 | #NAME? | #NAME? | 0.5 | 5 | 60 | 0.9 | 1 | 4.187 |  |  | #NAME?
|  | 17.5 | #NAME? | #NAME? | 0.5 | 5 | 60 | 0.9 | 1 | 4.187 |  |  | #NAME?
|  | 17.6 | #NAME? | #NAME? | 0.5 | 5 | 60 | 0.9 | 1 | 4.187 |  |  | #NAME?
|  | 17.7 | #NAME? | #NAME? | 0.5 | 5 | 60 | 0.9 | 1 | 4.187 |  |  | #NAME?
|  | 17.8 | #NAME? | #NAME? | 0.5 | 5 | 60 | 0.9 | 1 | 4.187 |  |  | #NAME?
|  | 17.9 | #NAME? | #NAME? | 0.5 | 5 | 60 | 0.9 | 1 | 4.187 |  |  | #NAME?
|  | 18 | #NAME? | #NAME? | 0.5 | 5 | 60 | 0.9 | 1 | 4.187 |  |  | #NAME?
|  | 18.1 | #NAME? | #NAME? | 0.5 | 5 | 60 | 0.9 | 1 | 4.187 |  |  | #NAME?
|  | 18.2 | #NAME? | #NAME? | 0.5 | 5 | 60 | 0.9 | 1 | 4.187 |  |  | #NAME?
|  | 18.3 | #NAME? | #NAME? | 0.5 | 5 | 60 | 0.9 | 1 | 4.187 |  |  | #NAME?
|  | 18.4 | #NAME? | #NAME? | 0.5 | 5 | 60 | 0.9 | 1 | 4.187 |  |  | #NAME?
|  | 18.5 | #NAME? | #NAME? | 0.5 | 5 | 60 | 0.9 | 1 | 4.187 |  |  | #NAME?
|  | 18.6 | #NAME? | #NAME? | 0.5 | 5 | 60 | 0.9 | 1 | 4.187 |  |  | #NAME?
|  | 18.7 | #NAME? | #NAME? | 0.5 | 5 | 60 | 0.9 | 1 | 4.187 |  |  | #NAME?
|  | 18.8 | #NAME? | #NAME? | 0.5 | 5 | 60 | 0.9 | 1 | 4.187 |  |  | #NAME?
|  | 18.9 | #NAME? | #NAME? | 0.5 | 5 | 60 | 0.9 | 1 | 4.187 |  |  | #NAME?
|  | 19 | #NAME? | #NAME? | 0.5 | 5 | 60 | 0.9 | 1 | 4.187 |  |  | #NAME?
|  | 19.1 | #NAME? | #NAME? | 0.5 | 5 | 60 | 0.9 | 1 | 4.187 |  |  | #NAME?
|  | 19.2 | #NAME? | #NAME? | 0.5 | 5 | 60 | 0.9 | 1 | 4.187 |  |  | #NAME?
|  | 19.3 | #NAME? | #NAME? | 0.5 | 5 | 60 | 0.9 | 1 | 4.187 |  |  | #NAME?
|  | 19.4 | #NAME? | #NAME? | 0.5 | 5 | 60 | 0.9 | 1 | 4.187 |  |  | #NAME?
|  | 19.5 | #NAME? | #NAME? | 0.5 | 5 | 60 | 0.9 | 1 | 4.187 |  |  | #NAME?
|  | 19.6 | #NAME? | #NAME? | 0.5 | 5 | 60 | 0.9 | 1 | 4.187 |  |  | #NAME?
|  | 19.7 | #NAME? | #NAME? | 0.5 | 5 | 60 | 0.9 | 1 | 4.187 |  |  | #NAME?
|  | 19.8 | #NAME? | #NAME? | 0.5 | 5 | 60 | 0.9 | 1 | 4.187 |  |  | #NAME?
|  | 19.9 | #NAME? | #NAME? | 0.5 | 5 | 60 | 0.9 | 1 | 4.187 |  |  | #NAME?
|  | 20 | #NAME? | #NAME? | 0.5 | 5 | 60 | 0.9 | 1 | 4.187 |  |  | #NAME?
|  | 20.1 | #NAME? | #NAME? | 0.5 | 5 | 60 | 0.9 | 1 | 4.187 |  |  | #NAME?
|  | 20.2 | #NAME? | #NAME? | 0.5 | 5 | 60 | 0.9 | 1 | 4.187 |  |  | #NAME?
|  | 20.3 | #NAME? | #NAME? | 0.5 | 5 | 60 | 0.9 | 1 | 4.187 |  |  | #NAME?
|  | 20.4 | #NAME? | #NAME? | 0.5 | 5 | 60 | 0.9 | 1 | 4.187 |  |  | #NAME?
|  | 20.5 | #NAME? | #NAME? | 0.5 | 5 | 60 | 0.9 | 1 | 4.187 |  |  | #NAME?
|  | 20.6 | #NAME? | #NAME? | 0.5 | 5 | 60 | 0.9 | 1 | 4.187 |  |  | #NAME?
|  | 20.7 | #NAME? | #NAME? | 0.5 | 5 | 60 | 0.9 | 1 | 4.187 |  |  | #NAME?
|  | 20.8 | #NAME? | #NAME? | 0.5 | 5 | 60 | 0.9 | 1 | 4.187 |  |  | #NAME?
|  | 20.9 | #NAME? | #NAME? | 0.5 | 5 | 60 | 0.9 | 1 | 4.187 |  |  | #NAME?
|  | 21 | #NAME? | #NAME? | 0.5 | 5 | 60 | 0.9 | 1 | 4.187 |  |  | #NAME?
|  | 21.1 | #NAME? | #NAME? | 0.5 | 5 | 60 | 0.9 | 1 | 4.187 |  |  | #NAME?
|  | 21.2 | #NAME? | #NAME? | 0.5 | 5 | 60 | 0.9 | 1 | 4.187 |  |  | #NAME?
|  | 21.3 | #NAME? | #NAME? | 0.5 | 5 | 60 | 0.9 | 1 | 4.187 |  |  | #NAME?
|  | 21.4 | #NAME? | #NAME? | 0.5 | 5 | 60 | 0.9 | 1 | 4.187 |  |  | #NAME?
|  | 21.5 | #NAME? | #NAME? | 0.5 | 5 | 60 | 0.9 | 1 | 4.187 |  |  | #NAME?
|  | 21.6 | #NAME? | #NAME? | 0.5 | 5 | 60 | 0.9 | 1 | 4.187 |  |  | #NAME?
|  | 21.7 | #NAME? | #NAME? | 0.5 | 5 | 60 | 0.9 | 1 | 4.187 |  |  | #NAME?
|  | 21.8 | #NAME? | #NAME? | 0.5 | 5 | 60 | 0.9 | 1 | 4.187 |  |  | #NAME?
|  | 21.9 | #NAME? | #NAME? | 0.5 | 5 | 60 | 0.9 | 1 | 4.187 |  |  | #NAME?
|  | 22 | #NAME? | #NAME? | 0.5 | 5 | 60 | 0.9 | 1 | 4.187 |  |  | #NAME?
|  | 22.1 | #NAME? | #NAME? | 0.5 | 5 | 60 | 0.9 | 1 | 4.187 |  |  | #NAME?
|  | 22.2 | #NAME? | #NAME? | 0.5 | 5 | 60 | 0.9 | 1 | 4.187 |  |  | #NAME?
|  | 22.3 | #NAME? | #NAME? | 0.5 | 5 | 60 | 0.9 | 1 | 4.187 |  |  | #NAME?
|  | 22.4 | #NAME? | #NAME? | 0.5 | 5 | 60 | 0.9 | 1 | 4.187 |  |  | #NAME?
|  | 22.5 | #NAME? | #NAME? | 0.5 | 5 | 60 | 0.9 | 1 | 4.187 |  |  | #NAME?
|  | 22.6 | #NAME? | #NAME? | 0.5 | 5 | 60 | 0.9 | 1 | 4.187 |  |  | #NAME?
|  | 22.7 | #NAME? | #NAME? | 0.5 | 5 | 60 | 0.9 | 1 | 4.187 |  |  | #NAME?
|  | 22.8 | #NAME? | #NAME? | 0.5 | 5 | 60 | 0.9 | 1 | 4.187 |  |  | #NAME?
|  | 22.9 | #NAME? | #NAME? | 0.5 | 5 | 60 | 0.9 | 1 | 4.187 |  |  | #NAME?
|  | 23 | #NAME? | #NAME? | 0.5 | 5 | 60 | 0.9 | 1 | 4.187 |  |  | #NAME?
|  | 23.1 | #NAME? | #NAME? | 0.5 | 5 | 60 | 0.9 | 1 | 4.187 |  |  | #NAME?
|  | 23.2 | #NAME? | #NAME? | 0.5 | 5 | 60 | 0.9 | 1 | 4.187 |  |  | #NAME?
|  | 23.3 | #NAME? | #NAME? | 0.5 | 5 | 60 | 0.9 | 1 | 4.187 |  |  | #NAME?
|  | 23.4 | #NAME? | #NAME? | 0.5 | 5 | 60 | 0.9 | 1 | 4.187 |  |  | #NAME?
|  | 23.5 | #NAME? | #NAME? | 0.5 | 5 | 60 | 0.9 | 1 | 4.187 |  |  | #NAME?
|  | 23.6 | #NAME? | #NAME? | 0.5 | 5 | 60 | 0.9 | 1 | 4.187 |  |  | #NAME?
|  | 23.7 | #NAME? | #NAME? | 0.5 | 5 | 60 | 0.9 | 1 | 4.187 |  |  | #NAME?
|  | 23.8 | #NAME? | #NAME? | 0.5 | 5 | 60 | 0.9 | 1 | 4.187 |  |  | #NAME?
|  | 23.9 | #NAME? | #NAME? | 0.5 | 5 | 60 | 0.9 | 1 | 4.187 |  |  | #NAME?
|  | 24 | #NAME? | #NAME? | 0.5 | 5 | 60 | 0.9 | 1 | 4.187 |  |  | #NAME?
|  | 24.1 | #NAME? | #NAME? | 0.5 | 5 | 60 | 0.9 | 1 | 4.187 |  |  | #NAME?
|  | 24.2 | #NAME? | #NAME? | 0.5 | 5 | 60 | 0.9 | 1 | 4.187 |  |  | #NAME?
|  | 24.3 | #NAME? | #NAME? | 0.5 | 5 | 60 | 0.9 | 1 | 4.187 |  |  | #NAME?
|  | 24.4 | #NAME? | #NAME? | 0.5 | 5 | 60 | 0.9 | 1 | 4.187 |  |  | #NAME?
|  | 24.5 | #NAME? | #NAME? | 0.5 | 5 | 60 | 0.9 | 1 | 4.187 |  |  | #NAME?
|  | 24.6 | #NAME? | #NAME? | 0.5 | 5 | 60 | 0.9 | 1 | 4.187 |  |  | #NAME?
|  | 24.7 | #NAME? | #NAME? | 0.5 | 5 | 60 | 0.9 | 1 | 4.187 |  |  | #NAME?
|  | 24.8 | #NAME? | #NAME? | 0.5 | 5 | 60 | 0.9 | 1 | 4.187 |  |  | #NAME?
|  | 24.9 | #NAME? | #NAME? | 0.5 | 5 | 60 | 0.9 | 1 | 4.187 |  |  | #NAME?
|  | 25 | #NAME? | #NAME? | 0.5 | 5 | 60 | 0.9 | 1 | 4.187 |  |  | #NAME?
|  | 25.1 | #NAME? | #NAME? | 0.5 | 5 | 60 | 0.9 | 1 | 4.187 |  |  | #NAME?
|  | 25.2 | #NAME? | #NAME? | 0.5 | 5 | 60 | 0.9 | 1 | 4.187 |  |  | #NAME?
|  | 25.3 | #NAME? | #NAME? | 0.5 | 5 | 60 | 0.9 | 1 | 4.187 |  |  | #NAME?
|  | 25.4 | #NAME? | #NAME? | 0.5 | 5 | 60 | 0.9 | 1 | 4.187 |  |  | #NAME?
|  | 25.5 | #NAME? | #NAME? | 0.5 | 5 | 60 | 0.9 | 1 | 4.187 |  |  | #NAME?
|  | 25.6 | #NAME? | #NAME? | 0.5 | 5 | 60 | 0.9 | 1 | 4.187 |  |  | #NAME?
|  | 25.7 | #NAME? | #NAME? | 0.5 | 5 | 60 | 0.9 | 1 | 4.187 |  |  | #NAME?
|  | 25.8 | #NAME? | #NAME? | 0.5 | 5 | 60 | 0.9 | 1 | 4.187 |  |  | #NAME?
|  | 25.9 | #NAME? | #NAME? | 0.5 | 5 | 60 | 0.9 | 1 | 4.187 |  |  | #NAME?
|  | 26 | #NAME? | #NAME? | 0.5 | 5 | 60 | 0.9 | 1 | 4.187 |  |  | #NAME?
|  | 26.1 | #NAME? | #NAME? | 0.5 | 5 | 60 | 0.9 | 1 | 4.187 |  |  | #NAME?
|  | 26.2 | #NAME? | #NAME? | 0.5 | 5 | 60 | 0.9 | 1 | 4.187 |  |  | #NAME?
|  | 26.3 | #NAME? | #NAME? | 0.5 | 5 | 60 | 0.9 | 1 | 4.187 |  |  | #NAME?
|  | 26.4 | #NAME? | #NAME? | 0.5 | 5 | 60 | 0.9 | 1 | 4.187 |  |  | #NAME?
|  | 26.5 | #NAME? | #NAME? | 0.5 | 5 | 60 | 0.9 | 1 | 4.187 |  |  | #NAME?
|  | 26.6 | #NAME? | #NAME? | 0.5 | 5 | 60 | 0.9 | 1 | 4.187 |  |  | #NAME?
|  | 26.7 | #NAME? | #NAME? | 0.5 | 5 | 60 | 0.9 | 1 | 4.187 |  |  | #NAME?
|  | 26.8 | #NAME? | #NAME? | 0.5 | 5 | 60 | 0.9 | 1 | 4.187 |  |  | #NAME?
|  | 26.9 | #NAME? | #NAME? | 0.5 | 5 | 60 | 0.9 | 1 | 4.187 |  |  | #NAME?
|  | 27 | #NAME? | #NAME? | 0.5 | 5 | 60 | 0.9 | 1 | 4.187 |  |  | #NAME?
|  | 27.1 | #NAME? | #NAME? | 0.5 | 5 | 60 | 0.9 | 1 | 4.187 |  |  | #NAME?
|  | 27.2 | #NAME? | #NAME? | 0.5 | 5 | 60 | 0.9 | 1 | 4.187 |  |  | #NAME?
|  | 27.3 | #NAME? | #NAME? | 0.5 | 5 | 60 | 0.9 | 1 | 4.187 |  |  | #NAME?
|  | 27.4 | #NAME? | #NAME? | 0.5 | 5 | 60 | 0.9 | 1 | 4.187 |  |  | #NAME?
|  | 27.5 | #NAME? | #NAME? | 0.5 | 5 | 60 | 0.9 | 1 | 4.187 |  |  | #NAME?
|  | 27.6 | #NAME? | #NAME? | 0.5 | 5 | 60 | 0.9 | 1 | 4.187 |  |  | #NAME?
|  | 27.7 | #NAME? | #NAME? | 0.5 | 5 | 60 | 0.9 | 1 | 4.187 |  |  | #NAME?
|  | 27.8 | #NAME? | #NAME? | 0.5 | 5 | 60 | 0.9 | 1 | 4.187 |  |  | #NAME?
|  | 27.9 | #NAME? | #NAME? | 0.5 | 5 | 60 | 0.9 | 1 | 4.187 |  |  | #NAME?
|  | 28 | #NAME? | #NAME? | 0.5 | 5 | 60 | 0.9 | 1 | 4.187 |  |  | #NAME?
|  | 28.1 | #NAME? | #NAME? | 0.5 | 5 | 60 | 0.9 | 1 | 4.187 |  |  | #NAME?
|  | 28.2 | #NAME? | #NAME? | 0.5 | 5 | 60 | 0.9 | 1 | 4.187 |  |  | #NAME?
|  | 28.3 | #NAME? | #NAME? | 0.5 | 5 | 60 | 0.9 | 1 | 4.187 |  |  | #NAME?
|  | 28.4 | #NAME? | #NAME? | 0.5 | 5 | 60 | 0.9 | 1 | 4.187 |  |  | #NAME?
|  | 28.5 | #NAME? | #NAME? | 0.5 | 5 | 60 | 0.9 | 1 | 4.187 |  |  | #NAME?
|  | 28.6 | #NAME? | #NAME? | 0.5 | 5 | 60 | 0.9 | 1 | 4.187 |  |  | #NAME?
|  | 28.7 | #NAME? | #NAME? | 0.5 | 5 | 60 | 0.9 | 1 | 4.187 |  |  | #NAME?
|  | 28.8 | #NAME? | #NAME? | 0.5 | 5 | 60 | 0.9 | 1 | 4.187 |  |  | #NAME?
|  | 28.9 | #NAME? | #NAME? | 0.5 | 5 | 60 | 0.9 | 1 | 4.187 |  |  | #NAME?
|  | 29 | #NAME? | #NAME? | 0.5 | 5 | 60 | 0.9 | 1 | 4.187 |  |  | #NAME?
|  | 29.1 | #NAME? | #NAME? | 0.5 | 5 | 60 | 0.9 | 1 | 4.187 |  |  | #NAME?
|  | 29.2 | #NAME? | #NAME? | 0.5 | 5 | 60 | 0.9 | 1 | 4.187 |  |  | #NAME?
|  | 29.3 | #NAME? | #NAME? | 0.5 | 5 | 60 | 0.9 | 1 | 4.187 |  |  | #NAME?
|  | 29.4 | #NAME? | #NAME? | 0.5 | 5 | 60 | 0.9 | 1 | 4.187 |  |  | #NAME?
|  | 29.5 | #NAME? | #NAME? | 0.5 | 5 | 60 | 0.9 | 1 | 4.187 |  |  | #NAME?
|  | 29.6 | #NAME? | #NAME? | 0.5 | 5 | 60 | 0.9 | 1 | 4.187 |  |  | #NAME?
|  | 29.7 | #NAME? | #NAME? | 0.5 | 5 | 60 | 0.9 | 1 | 4.187 |  |  | #NAME?
|  | 29.8 | #NAME? | #NAME? | 0.5 | 5 | 60 | 0.9 | 1 | 4.187 |  |  | #NAME?
|  | 29.9 | #NAME? | #NAME? | 0.5 | 5 | 60 | 0.9 | 1 | 4.187 |  |  | #NAME?
|  | 30 | #NAME? | #NAME? | 0.5 | 5 | 60 | 0.9 | 1 | 4.187 |  |  | #NAME?
|  | 30.1 | #NAME? | #NAME? | 0.5 | 5 | 60 | 0.9 | 1 | 4.187 |  |  | #NAME?
|  | 30.2 | #NAME? | #NAME? | 0.5 | 5 | 60 | 0.9 | 1 | 4.187 |  |  | #NAME?
|  | 30.3 | #NAME? | #NAME? | 0.5 | 5 | 60 | 0.9 | 1 | 4.187 |  |  | #NAME?
|  | 30.4 | #NAME? | #NAME? | 0.5 | 5 | 60 | 0.9 | 1 | 4.187 |  |  | #NAME?
|  | 30.5 | #NAME? | #NAME? | 0.5 | 5 | 60 | 0.9 | 1 | 4.187 |  |  | #NAME?
|  | 30.6 | #NAME? | #NAME? | 0.5 | 5 | 60 | 0.9 | 1 | 4.187 |  |  | #NAME?
|  | 30.7 | #NAME? | #NAME? | 0.5 | 5 | 60 | 0.9 | 1 | 4.187 |  |  | #NAME?
|  | 30.8 | #NAME? | #NAME? | 0.5 | 5 | 60 | 0.9 | 1 | 4.187 |  |  | #NAME?
|  | 30.9 | #NAME? | #NAME? | 0.5 | 5 | 60 | 0.9 | 1 | 4.187 |  |  | #NAME?
|  | 31 | #NAME? | #NAME? | 0.5 | 5 | 60 | 0.9 | 1 | 4.187 |  |  | #NAME?
|  | 31.1 | #NAME? | #NAME? | 0.5 | 5 | 60 | 0.9 | 1 | 4.187 |  |  | #NAME?
|  | 31.2 | #NAME? | #NAME? | 0.5 | 5 | 60 | 0.9 | 1 | 4.187 |  |  | #NAME?
|  | 31.3 | #NAME? | #NAME? | 0.5 | 5 | 60 | 0.9 | 1 | 4.187 |  |  | #NAME?
|  | 31.4 | #NAME? | #NAME? | 0.5 | 5 | 60 | 0.9 | 1 | 4.187 |  |  | #NAME?
|  | 31.5 | #NAME? | #NAME? | 0.5 | 5 | 60 | 0.9 | 1 | 4.187 |  |  | #NAME?
|  | 31.6 | #NAME? | #NAME? | 0.5 | 5 | 60 | 0.9 | 1 | 4.187 |  |  | #NAME?
|  | 31.7 | #NAME? | #NAME? | 0.5 | 5 | 60 | 0.9 | 1 | 4.187 |  |  | #NAME?
|  | 31.8 | #NAME? | #NAME? | 0.5 | 5 | 60 | 0.9 | 1 | 4.187 |  |  | #NAME?
|  | 31.9 | #NAME? | #NAME? | 0.5 | 5 | 60 | 0.9 | 1 | 4.187 |  |  | #NAME?
|  | 32 | #NAME? | #NAME? | 0.5 | 5 | 60 | 0.9 | 1 | 4.187 |  |  | #NAME?
|  | 32.1 | #NAME? | #NAME? | 0.5 | 5 | 60 | 0.9 | 1 | 4.187 |  |  | #NAME?
|  | 32.2 | #NAME? | #NAME? | 0.5 | 5 | 60 | 0.9 | 1 | 4.187 |  |  | #NAME?
|  | 32.3 | #NAME? | #NAME? | 0.5 | 5 | 60 | 0.9 | 1 | 4.187 |  |  | #NAME?
|  | 32.4 | #NAME? | #NAME? | 0.5 | 5 | 60 | 0.9 | 1 | 4.187 |  |  | #NAME?
|  | 32.5 | #NAME? | #NAME? | 0.5 | 5 | 60 | 0.9 | 1 | 4.187 |  |  | #NAME?
|  | 32.6 | #NAME? | #NAME? | 0.5 | 5 | 60 | 0.9 | 1 | 4.187 |  |  | #NAME?
|  | 32.7 | #NAME? | #NAME? | 0.5 | 5 | 60 | 0.9 | 1 | 4.187 |  |  | #NAME?
|  | 32.8 | #NAME? | #NAME? | 0.5 | 5 | 60 | 0.9 | 1 | 4.187 |  |  | #NAME?
|  | 32.9 | #NAME? | #NAME? | 0.5 | 5 | 60 | 0.9 | 1 | 4.187 |  |  | #NAME?
|  | 33 | #NAME? | #NAME? | 0.5 | 5 | 60 | 0.9 | 1 | 4.187 |  |  | #NAME?
|  | 33.1 | #NAME? | #NAME? | 0.5 | 5 | 60 | 0.9 | 1 | 4.187 |  |  | #NAME?
|  | 33.2 | #NAME? | #NAME? | 0.5 | 5 | 60 | 0.9 | 1 | 4.187 |  |  | #NAME?
|  | 33.3 | #NAME? | #NAME? | 0.5 | 5 | 60 | 0.9 | 1 | 4.187 |  |  | #NAME?
|  | 33.4 | #NAME? | #NAME? | 0.5 | 5 | 60 | 0.9 | 1 | 4.187 |  |  | #NAME?
|  | 33.5 | #NAME? | #NAME? | 0.5 | 5 | 60 | 0.9 | 1 | 4.187 |  |  | #NAME?
|  | 33.6 | #NAME? | #NAME? | 0.5 | 5 | 60 | 0.9 | 1 | 4.187 |  |  | #NAME?
|  | 33.7 | #NAME? | #NAME? | 0.5 | 5 | 60 | 0.9 | 1 | 4.187 |  |  | #NAME?
|  | 33.8 | #NAME? | #NAME? | 0.5 | 5 | 60 | 0.9 | 1 | 4.187 |  |  | #NAME?
|  | 33.9 | #NAME? | #NAME? | 0.5 | 5 | 60 | 0.9 | 1 | 4.187 |  |  | #NAME?
|  | 34 | #NAME? | #NAME? | 0.5 | 5 | 60 | 0.9 | 1 | 4.187 |  |  | #NAME?
|  | 34.1 | #NAME? | #NAME? | 0.5 | 5 | 60 | 0.9 | 1 | 4.187 |  |  | #NAME?
|  | 34.2 | #NAME? | #NAME? | 0.5 | 5 | 60 | 0.9 | 1 | 4.187 |  |  | #NAME?
|  | 34.3 | #NAME? | #NAME? | 0.5 | 5 | 60 | 0.9 | 1 | 4.187 |  |  | #NAME?
|  | 34.4 | #NAME? | #NAME? | 0.5 | 5 | 60 | 0.9 | 1 | 4.187 |  |  | #NAME?
|  | 34.5 | #NAME? | #NAME? | 0.5 | 5 | 60 | 0.9 | 1 | 4.187 |  |  | #NAME?
|  | 34.6 | #NAME? | #NAME? | 0.5 | 5 | 60 | 0.9 | 1 | 4.187 |  |  | #NAME?
|  | 34.7 | #NAME? | #NAME? | 0.5 | 5 | 60 | 0.9 | 1 | 4.187 |  |  | #NAME?
|  | 34.8 | #NAME? | #NAME? | 0.5 | 5 | 60 | 0.9 | 1 | 4.187 |  |  | #NAME?
|  | 34.9 | #NAME? | #NAME? | 0.5 | 5 | 60 | 0.9 | 1 | 4.187 |  |  | #NAME?
|  | 35 | #NAME? | #NAME? | 0.5 | 5 | 60 | 0.9 | 1 | 4.187 |  |  | #NAME?
|  | 35.1 | #NAME? | #NAME? | 0.5 | 5 | 60 | 0.9 | 1 | 4.187 |  |  | #NAME?
|  | 35.2 | #NAME? | #NAME? | 0.5 | 5 | 60 | 0.9 | 1 | 4.187 |  |  | #NAME?
|  | 35.3 | #NAME? | #NAME? | 0.5 | 5 | 60 | 0.9 | 1 | 4.187 |  |  | #NAME?
|  | 35.4 | #NAME? | #NAME? | 0.5 | 5 | 60 | 0.9 | 1 | 4.187 |  |  | #NAME?
|  | 35.5 | #NAME? | #NAME? | 0.5 | 5 | 60 | 0.9 | 1 | 4.187 |  |  | #NAME?
|  | 35.6 | #NAME? | #NAME? | 0.5 | 5 | 60 | 0.9 | 1 | 4.187 |  |  | #NAME?
|  | 35.7 | #NAME? | #NAME? | 0.5 | 5 | 60 | 0.9 | 1 | 4.187 |  |  | #NAME?
|  | 35.8 | #NAME? | #NAME? | 0.5 | 5 | 60 | 0.9 | 1 | 4.187 |  |  | #NAME?
|  | 35.9 | #NAME? | #NAME? | 0.5 | 5 | 60 | 0.9 | 1 | 4.187 |  |  | #NAME?
|  | 36 | #NAME? | #NAME? | 0.5 | 5 | 60 | 0.9 | 1 | 4.187 |  |  | #NAME?
|  | 36.1 | #NAME? | #NAME? | 0.5 | 5 | 60 | 0.9 | 1 | 4.187 |  |  | #NAME?
|  | 36.2 | #NAME? | #NAME? | 0.5 | 5 | 60 | 0.9 | 1 | 4.187 |  |  | #NAME?
|  | 36.3 | #NAME? | #NAME? | 0.5 | 5 | 60 | 0.9 | 1 | 4.187 |  |  | #NAME?
|  | 36.4 | #NAME? | #NAME? | 0.5 | 5 | 60 | 0.9 | 1 | 4.187 |  |  | #NAME?
|  | 36.5 | #NAME? | #NAME? | 0.5 | 5 | 60 | 0.9 | 1 | 4.187 |  |  | #NAME?
|  | 36.6 | #NAME? | #NAME? | 0.5 | 5 | 60 | 0.9 | 1 | 4.187 |  |  | #NAME?
|  | 36.7 | #NAME? | #NAME? | 0.5 | 5 | 60 | 0.9 | 1 | 4.187 |  |  | #NAME?
|  | 36.8 | #NAME? | #NAME? | 0.5 | 5 | 60 | 0.9 | 1 | 4.187 |  |  | #NAME?
|  | 36.9 | #NAME? | #NAME? | 0.5 | 5 | 60 | 0.9 | 1 | 4.187 |  |  | #NAME?
|  | 37 | #NAME? | #NAME? | 0.5 | 5 | 60 | 0.9 | 1 | 4.187 |  |  | #NAME?
|  | 37.1 | #NAME? | #NAME? | 0.5 | 5 | 60 | 0.9 | 1 | 4.187 |  |  | #NAME?
|  | 37.2 | #NAME? | #NAME? | 0.5 | 5 | 60 | 0.9 | 1 | 4.187 |  |  | #NAME?
|  | 37.3 | #NAME? | #NAME? | 0.5 | 5 | 60 | 0.9 | 1 | 4.187 |  |  | #NAME?
|  | 37.4 | #NAME? | #NAME? | 0.5 | 5 | 60 | 0.9 | 1 | 4.187 |  |  | #NAME?
|  | 37.5 | #NAME? | #NAME? | 0.5 | 5 | 60 | 0.9 | 1 | 4.187 |  |  | #NAME?
|  | 37.6 | #NAME? | #NAME? | 0.5 | 5 | 60 | 0.9 | 1 | 4.187 |  |  | #NAME?
|  | 37.7 | #NAME? | #NAME? | 0.5 | 5 | 60 | 0.9 | 1 | 4.187 |  |  | #NAME?
|  | 37.8 | #NAME? | #NAME? | 0.5 | 5 | 60 | 0.9 | 1 | 4.187 |  |  | #NAME?
|  | 37.9 | #NAME? | #NAME? | 0.5 | 5 | 60 | 0.9 | 1 | 4.187 |  |  | #NAME?
|  | 38 | #NAME? | #NAME? | 0.5 | 5 | 60 | 0.9 | 1 | 4.187 |  |  | #NAME?
|  | 38.1 | #NAME? | #NAME? | 0.5 | 5 | 60 | 0.9 | 1 | 4.187 |  |  | #NAME?
|  | 38.2 | #NAME? | #NAME? | 0.5 | 5 | 60 | 0.9 | 1 | 4.187 |  |  | #NAME?
|  | 38.3 | #NAME? | #NAME? | 0.5 | 5 | 60 | 0.9 | 1 | 4.187 |  |  | #NAME?
|  | 38.4 | #NAME? | #NAME? | 0.5 | 5 | 60 | 0.9 | 1 | 4.187 |  |  | #NAME?
|  | 38.5 | #NAME? | #NAME? | 0.5 | 5 | 60 | 0.9 | 1 | 4.187 |  |  | #NAME?
|  | 38.6 | #NAME? | #NAME? | 0.5 | 5 | 60 | 0.9 | 1 | 4.187 |  |  | #NAME?
|  | 38.7 | #NAME? | #NAME? | 0.5 | 5 | 60 | 0.9 | 1 | 4.187 |  |  | #NAME?
|  | 38.8 | #NAME? | #NAME? | 0.5 | 5 | 60 | 0.9 | 1 | 4.187 |  |  | #NAME?
|  | 38.9 | #NAME? | #NAME? | 0.5 | 5 | 60 | 0.9 | 1 | 4.187 |  |  | #NAME?
|  | 39 | #NAME? | #NAME? | 0.5 | 5 | 60 | 0.9 | 1 | 4.187 |  |  | #NAME?
|  | 39.1 | #NAME? | #NAME? | 0.5 | 5 | 60 | 0.9 | 1 | 4.187 |  |  | #NAME?
|  | 39.2 | #NAME? | #NAME? | 0.5 | 5 | 60 | 0.9 | 1 | 4.187 |  |  | #NAME?
|  | 39.3 | #NAME? | #NAME? | 0.5 | 5 | 60 | 0.9 | 1 | 4.187 |  |  | #NAME?
|  | 39.4 | #NAME? | #NAME? | 0.5 | 5 | 60 | 0.9 | 1 | 4.187 |  |  | #NAME?
|  | 39.5 | #NAME? | #NAME? | 0.5 | 5 | 60 | 0.9 | 1 | 4.187 |  |  | #NAME?
|  | 39.6 | #NAME? | #NAME? | 0.5 | 5 | 60 | 0.9 | 1 | 4.187 |  |  | #NAME?
|  | 39.7 | #NAME? | #NAME? | 0.5 | 5 | 60 | 0.9 | 1 | 4.187 |  |  | #NAME?
|  | 39.8 | #NAME? | #NAME? | 0.5 | 5 | 60 | 0.9 | 1 | 4.187 |  |  | #NAME?
|  | 39.9 | #NAME? | #NAME? | 0.5 | 5 | 60 | 0.9 | 1 | 4.187 |  |  | #NAME?
|  | 40 | #NAME? | #NAME? | 0.5 | 5 | 60 | 0.9 | 1 | 4.187 |  |  | #NAME?
|  | 40.1 | #NAME? | #NAME? | 0.5 | 5 | 60 | 0.9 | 1 | 4.187 |  |  | #NAME?
|  | 40.2 | #NAME? | #NAME? | 0.5 | 5 | 60 | 0.9 | 1 | 4.187 |  |  | #NAME?
|  | 40.3 | #NAME? | #NAME? | 0.5 | 5 | 60 | 0.9 | 1 | 4.187 |  |  | #NAME?
|  | 40.4 | #NAME? | #NAME? | 0.5 | 5 | 60 | 0.9 | 1 | 4.187 |  |  | #NAME?
|  | 40.5 | #NAME? | #NAME? | 0.5 | 5 | 60 | 0.9 | 1 | 4.187 |  |  | #NAME?
|  | 40.6 | #NAME? | #NAME? | 0.5 | 5 | 60 | 0.9 | 1 | 4.187 |  |  | #NAME?
|  | 40.7 | #NAME? | #NAME? | 0.5 | 5 | 60 | 0.9 | 1 | 4.187 |  |  | #NAME?
|  | 40.8 | #NAME? | #NAME? | 0.5 | 5 | 60 | 0.9 | 1 | 4.187 |  |  | #NAME?
|  | 40.9 | #NAME? | #NAME? | 0.5 | 5 | 60 | 0.9 | 1 | 4.187 |  |  | #NAME?
|  | 41 | #NAME? | #NAME? | 0.5 | 5 | 60 | 0.9 | 1 | 4.187 |  |  | #NAME?
|  | 41.1 | #NAME? | #NAME? | 0.5 | 5 | 60 | 0.9 | 1 | 4.187 |  |  | #NAME?
|  | 41.2 | #NAME? | #NAME? | 0.5 | 5 | 60 | 0.9 | 1 | 4.187 |  |  | #NAME?
|  | 41.3 | #NAME? | #NAME? | 0.5 | 5 | 60 | 0.9 | 1 | 4.187 |  |  | #NAME?
|  | 41.4 | #NAME? | #NAME? | 0.5 | 5 | 60 | 0.9 | 1 | 4.187 |  |  | #NAME?
|  | 41.5 | #NAME? | #NAME? | 0.5 | 5 | 60 | 0.9 | 1 | 4.187 |  |  | #NAME?
|  | 41.6 | #NAME? | #NAME? | 0.5 | 5 | 60 | 0.9 | 1 | 4.187 |  |  | #NAME?
|  | 41.7 | #NAME? | #NAME? | 0.5 | 5 | 60 | 0.9 | 1 | 4.187 |  |  | #NAME?
|  | 41.8 | #NAME? | #NAME? | 0.5 | 5 | 60 | 0.9 | 1 | 4.187 |  |  | #NAME?
|  | 41.9 | #NAME? | #NAME? | 0.5 | 5 | 60 | 0.9 | 1 | 4.187 |  |  | #NAME?
|  | 42 | #NAME? | #NAME? | 0.5 | 5 | 60 | 0.9 | 1 | 4.187 |  |  | #NAME?
|  | 42.1 | #NAME? | #NAME? | 0.5 | 5 | 60 | 0.9 | 1 | 4.187 |  |  | #NAME?
|  | 42.2 | #NAME? | #NAME? | 0.5 | 5 | 60 | 0.9 | 1 | 4.187 |  |  | #NAME?
|  | 42.3 | #NAME? | #NAME? | 0.5 | 5 | 60 | 0.9 | 1 | 4.187 |  |  | #NAME?
|  | 42.4 | #NAME? | #NAME? | 0.5 | 5 | 60 | 0.9 | 1 | 4.187 |  |  | #NAME?
|  | 42.5 | #NAME? | #NAME? | 0.5 | 5 | 60 | 0.9 | 1 | 4.187 |  |  | #NAME?
|  | 42.6 | #NAME? | #NAME? | 0.5 | 5 | 60 | 0.9 | 1 | 4.187 |  |  | #NAME?
|  | 42.7 | #NAME? | #NAME? | 0.5 | 5 | 60 | 0.9 | 1 | 4.187 |  |  | #NAME?
|  | 42.8 | #NAME? | #NAME? | 0.5 | 5 | 60 | 0.9 | 1 | 4.187 |  |  | #NAME?
|  | 42.9 | #NAME? | #NAME? | 0.5 | 5 | 60 | 0.9 | 1 | 4.187 |  |  | #NAME?
|  | 43 | #NAME? | #NAME? | 0.5 | 5 | 60 | 0.9 | 1 | 4.187 |  |  | #NAME?
|  | 43.1 | #NAME? | #NAME? | 0.5 | 5 | 60 | 0.9 | 1 | 4.187 |  |  | #NAME?
|  | 43.2 | #NAME? | #NAME? | 0.5 | 5 | 60 | 0.9 | 1 | 4.187 |  |  | #NAME?
|  | 43.3 | #NAME? | #NAME? | 0.5 | 5 | 60 | 0.9 | 1 | 4.187 |  |  | #NAME?
|  | 43.4 | #NAME? | #NAME? | 0.5 | 5 | 60 | 0.9 | 1 | 4.187 |  |  | #NAME?
|  | 43.5 | #NAME? | #NAME? | 0.5 | 5 | 60 | 0.9 | 1 | 4.187 |  |  | #NAME?
|  | 43.6 | #NAME? | #NAME? | 0.5 | 5 | 60 | 0.9 | 1 | 4.187 |  |  | #NAME?
|  | 43.7 | #NAME? | #NAME? | 0.5 | 5 | 60 | 0.9 | 1 | 4.187 |  |  | #NAME?
|  | 43.8 | #NAME? | #NAME? | 0.5 | 5 | 60 | 0.9 | 1 | 4.187 |  |  | #NAME?
|  | 43.9 | #NAME? | #NAME? | 0.5 | 5 | 60 | 0.9 | 1 | 4.187 |  |  | #NAME?
|  | 44 | #NAME? | #NAME? | 0.5 | 5 | 60 | 0.9 | 1 | 4.187 |  |  | #NAME?
|  | 44.1 | #NAME? | #NAME? | 0.5 | 5 | 60 | 0.9 | 1 | 4.187 |  |  | #NAME?
|  | 44.2 | #NAME? | #NAME? | 0.5 | 5 | 60 | 0.9 | 1 | 4.187 |  |  | #NAME?
|  | 44.3 | #NAME? | #NAME? | 0.5 | 5 | 60 | 0.9 | 1 | 4.187 |  |  | #NAME?
|  | 44.4 | #NAME? | #NAME? | 0.5 | 5 | 60 | 0.9 | 1 | 4.187 |  |  | #NAME?
|  | 44.5 | #NAME? | #NAME? | 0.5 | 5 | 60 | 0.9 | 1 | 4.187 |  |  | #NAME?
|  | 44.6 | #NAME? | #NAME? | 0.5 | 5 | 60 | 0.9 | 1 | 4.187 |  |  | #NAME?
|  | 44.7 | #NAME? | #NAME? | 0.5 | 5 | 60 | 0.9 | 1 | 4.187 |  |  | #NAME?
|  | 44.8 | #NAME? | #NAME? | 0.5 | 5 | 60 | 0.9 | 1 | 4.187 |  |  | #NAME?
|  | 44.9 | #NAME? | #NAME? | 0.5 | 5 | 60 | 0.9 | 1 | 4.187 |  |  | #NAME?
|  | 45 | #NAME? | #NAME? | 0.5 | 5 | 60 | 0.9 | 1 | 4.187 |  |  | #NAME?
|  | 45.1 | #NAME? | #NAME? | 0.5 | 5 | 60 | 0.9 | 1 | 4.187 |  |  | #NAME?
|  | 45.2 | #NAME? | #NAME? | 0.5 | 5 | 60 | 0.9 | 1 | 4.187 |  |  | #NAME?
|  | 45.3 | #NAME? | #NAME? | 0.5 | 5 | 60 | 0.9 | 1 | 4.187 |  |  | #NAME?
|  | 45.4 | #NAME? | #NAME? | 0.5 | 5 | 60 | 0.9 | 1 | 4.187 |  |  | #NAME?
|  | 45.5 | #NAME? | #NAME? | 0.5 | 5 | 60 | 0.9 | 1 | 4.187 |  |  | #NAME?
|  | 45.6 | #NAME? | #NAME? | 0.5 | 5 | 60 | 0.9 | 1 | 4.187 |  |  | #NAME?
|  | 45.7 | #NAME? | #NAME? | 0.5 | 5 | 60 | 0.9 | 1 | 4.187 |  |  | #NAME?
|  | 45.8 | #NAME? | #NAME? | 0.5 | 5 | 60 | 0.9 | 1 | 4.187 |  |  | #NAME?
|  | 45.9 | #NAME? | #NAME? | 0.5 | 5 | 60 | 0.9 | 1 | 4.187 |  |  | #NAME?
|  | 46 | #NAME? | #NAME? | 0.5 | 5 | 60 | 0.9 | 1 | 4.187 |  |  | #NAME?
|  | 46.1 | #NAME? | #NAME? | 0.5 | 5 | 60 | 0.9 | 1 | 4.187 |  |  | #NAME?
|  | 46.2 | #NAME? | #NAME? | 0.5 | 5 | 60 | 0.9 | 1 | 4.187 |  |  | #NAME?
|  | 46.3 | #NAME? | #NAME? | 0.5 | 5 | 60 | 0.9 | 1 | 4.187 |  |  | #NAME?
|  | 46.4 | #NAME? | #NAME? | 0.5 | 5 | 60 | 0.9 | 1 | 4.187 |  |  | #NAME?
|  | 46.5 | #NAME? | #NAME? | 0.5 | 5 | 60 | 0.9 | 1 | 4.187 |  |  | #NAME?
|  | 46.6 | #NAME? | #NAME? | 0.5 | 5 | 60 | 0.9 | 1 | 4.187 |  |  | #NAME?
|  | 46.7 | #NAME? | #NAME? | 0.5 | 5 | 60 | 0.9 | 1 | 4.187 |  |  | #NAME?
|  | 46.8 | #NAME? | #NAME? | 0.5 | 5 | 60 | 0.9 | 1 | 4.187 |  |  | #NAME?
|  | 46.9 | #NAME? | #NAME? | 0.5 | 5 | 60 | 0.9 | 1 | 4.187 |  |  | #NAME?
|  | 47 | #NAME? | #NAME? | 0.5 | 5 | 60 | 0.9 | 1 | 4.187 |  |  | #NAME?
|  | 47.1 | #NAME? | #NAME? | 0.5 | 5 | 60 | 0.9 | 1 | 4.187 |  |  | #NAME?
|  | 47.2 | #NAME? | #NAME? | 0.5 | 5 | 60 | 0.9 | 1 | 4.187 |  |  | #NAME?
|  | 47.3 | #NAME? | #NAME? | 0.5 | 5 | 60 | 0.9 | 1 | 4.187 |  |  | #NAME?
|  | 47.4 | #NAME? | #NAME? | 0.5 | 5 | 60 | 0.9 | 1 | 4.187 |  |  | #NAME?
|  | 47.5 | #NAME? | #NAME? | 0.5 | 5 | 60 | 0.9 | 1 | 4.187 |  |  | #NAME?
|  | 47.6 | #NAME? | #NAME? | 0.5 | 5 | 60 | 0.9 | 1 | 4.187 |  |  | #NAME?
|  | 47.7 | #NAME? | #NAME? | 0.5 | 5 | 60 | 0.9 | 1 | 4.187 |  |  | #NAME?
|  | 47.8 | #NAME? | #NAME? | 0.5 | 5 | 60 | 0.9 | 1 | 4.187 |  |  | #NAME?
|  | 47.9 | #NAME? | #NAME? | 0.5 | 5 | 60 | 0.9 | 1 | 4.187 |  |  | #NAME?
|  | 48 | #NAME? | #NAME? | 0.5 | 5 | 60 | 0.9 | 1 | 4.187 |  |  | #NAME?
|  | 48.1 | #NAME? | #NAME? | 0.5 | 5 | 60 | 0.9 | 1 | 4.187 |  |  | #NAME?
|  | 48.2 | #NAME? | #NAME? | 0.5 | 5 | 60 | 0.9 | 1 | 4.187 |  |  | #NAME?
|  | 48.3 | #NAME? | #NAME? | 0.5 | 5 | 60 | 0.9 | 1 | 4.187 |  |  | #NAME?
|  | 48.4 | #NAME? | #NAME? | 0.5 | 5 | 60 | 0.9 | 1 | 4.187 |  |  | #NAME?
|  | 48.5 | #NAME? | #NAME? | 0.5 | 5 | 60 | 0.9 | 1 | 4.187 |  |  | #NAME?
|  | 48.6 | #NAME? | #NAME? | 0.5 | 5 | 60 | 0.9 | 1 | 4.187 |  |  | #NAME?
|  | 48.7 | #NAME? | #NAME? | 0.5 | 5 | 60 | 0.9 | 1 | 4.187 |  |  | #NAME?
|  | 48.8 | #NAME? | #NAME? | 0.5 | 5 | 60 | 0.9 | 1 | 4.187 |  |  | #NAME?
|  | 48.9 | #NAME? | #NAME? | 0.5 | 5 | 60 | 0.9 | 1 | 4.187 |  |  | #NAME?
|  | 49 | #NAME? | #NAME? | 0.5 | 5 | 60 | 0.9 | 1 | 4.187 |  |  | #NAME?
|  | 49.1 | #NAME? | #NAME? | 0.5 | 5 | 60 | 0.9 | 1 | 4.187 |  |  | #NAME?
|  | 49.2 | #NAME? | #NAME? | 0.5 | 5 | 60 | 0.9 | 1 | 4.187 |  |  | #NAME?
|  | 49.3 | #NAME? | #NAME? | 0.5 | 5 | 60 | 0.9 | 1 | 4.187 |  |  | #NAME?
|  | 49.4 | #NAME? | #NAME? | 0.5 | 5 | 60 | 0.9 | 1 | 4.187 |  |  | #NAME?
|  | 49.5 | #NAME? | #NAME? | 0.5 | 5 | 60 | 0.9 | 1 | 4.187 |  |  | #NAME?
|  | 49.6 | #NAME? | #NAME? | 0.5 | 5 | 60 | 0.9 | 1 | 4.187 |  |  | #NAME?
|  | 49.7 | #NAME? | #NAME? | 0.5 | 5 | 60 | 0.9 | 1 | 4.187 |  |  | #NAME?
|  | 49.8 | #NAME? | #NAME? | 0.5 | 5 | 60 | 0.9 | 1 | 4.187 |  |  | #NAME?
|  | 49.9 | #NAME? | #NAME? | 0.5 | 5 | 60 | 0.9 | 1 | 4.187 |  |  | #NAME?
|  | 50 | #NAME? | #NAME? | 0.5 | 5 | 60 | 0.9 | 1 | 4.187 |  |  | #NAME?
|  | 50.1 | #NAME? | #NAME? | 0.5 | 5 | 60 | 0.9 | 1 | 4.187 |  |  | #NAME?
|  | 50.2 | #NAME? | #NAME? | 0.5 | 5 | 60 | 0.9 | 1 | 4.187 |  |  | #NAME?
|  | 50.3 | #NAME? | #NAME? | 0.5 | 5 | 60 | 0.9 | 1 | 4.187 |  |  | #NAME?
|  | 50.4 | #NAME? | #NAME? | 0.5 | 5 | 60 | 0.9 | 1 | 4.187 |  |  | #NAME?
|  | 50.5 | #NAME? | #NAME? | 0.5 | 5 | 60 | 0.9 | 1 | 4.187 |  |  | #NAME?
|  | 50.6 | #NAME? | #NAME? | 0.5 | 5 | 60 | 0.9 | 1 | 4.187 |  |  | #NAME?
|  | 50.7 | #NAME? | #NAME? | 0.5 | 5 | 60 | 0.9 | 1 | 4.187 |  |  | #NAME?
|  | 50.8 | #NAME? | #NAME? | 0.5 | 5 | 60 | 0.9 | 1 | 4.187 |  |  | #NAME?
|  | 50.9 | #NAME? | #NAME? | 0.5 | 5 | 60 | 0.9 | 1 | 4.187 |  |  | #NAME?
|  | 51 | #NAME? | #NAME? | 0.5 | 5 | 60 | 0.9 | 1 | 4.187 |  |  | #NAME?
|  | 51.1 | #NAME? | #NAME? | 0.5 | 5 | 60 | 0.9 | 1 | 4.187 |  |  | #NAME?
|  | 51.2 | #NAME? | #NAME? | 0.5 | 5 | 60 | 0.9 | 1 | 4.187 |  |  | #NAME?
|  | 51.3 | #NAME? | #NAME? | 0.5 | 5 | 60 | 0.9 | 1 | 4.187 |  |  | #NAME?
|  | 51.4 | #NAME? | #NAME? | 0.5 | 5 | 60 | 0.9 | 1 | 4.187 |  |  | #NAME?
|  | 51.5 | #NAME? | #NAME? | 0.5 | 5 | 60 | 0.9 | 1 | 4.187 |  |  | #NAME?
|  | 51.6 | #NAME? | #NAME? | 0.5 | 5 | 60 | 0.9 | 1 | 4.187 |  |  | #NAME?
|  | 51.7 | #NAME? | #NAME? | 0.5 | 5 | 60 | 0.9 | 1 | 4.187 |  |  | #NAME?
|  | 51.8 | #NAME? | #NAME? | 0.5 | 5 | 60 | 0.9 | 1 | 4.187 |  |  | #NAME?
|  | 51.9 | #NAME? | #NAME? | 0.5 | 5 | 60 | 0.9 | 1 | 4.187 |  |  | #NAME?
|  | 52 | #NAME? | #NAME? | 0.5 | 5 | 60 | 0.9 | 1 | 4.187 |  |  | #NAME?
|  | 52.1 | #NAME? | #NAME? | 0.5 | 5 | 60 | 0.9 | 1 | 4.187 |  |  | #NAME?
|  | 52.2 | #NAME? | #NAME? | 0.5 | 5 | 60 | 0.9 | 1 | 4.187 |  |  | #NAME?
|  | 52.3 | #NAME? | #NAME? | 0.5 | 5 | 60 | 0.9 | 1 | 4.187 |  |  | #NAME?
|  | 52.4 | #NAME? | #NAME? | 0.5 | 5 | 60 | 0.9 | 1 | 4.187 |  |  | #NAME?
|  | 52.5 | #NAME? | #NAME? | 0.5 | 5 | 60 | 0.9 | 1 | 4.187 |  |  | #NAME?
|  | 52.6 | #NAME? | #NAME? | 0.5 | 5 | 60 | 0.9 | 1 | 4.187 |  |  | #NAME?
|  | 52.7 | #NAME? | #NAME? | 0.5 | 5 | 60 | 0.9 | 1 | 4.187 |  |  | #NAME?
|  | 52.8 | #NAME? | #NAME? | 0.5 | 5 | 60 | 0.9 | 1 | 4.187 |  |  | #NAME?
|  | 52.9 | #NAME? | #NAME? | 0.5 | 5 | 60 | 0.9 | 1 | 4.187 |  |  | #NAME?
|  | 53 | #NAME? | #NAME? | 0.5 | 5 | 60 | 0.9 | 1 | 4.187 |  |  | #NAME?
|  | 53.1 | #NAME? | #NAME? | 0.5 | 5 | 60 | 0.9 | 1 | 4.187 |  |  | #NAME?
|  | 53.2 | #NAME? | #NAME? | 0.5 | 5 | 60 | 0.9 | 1 | 4.187 |  |  | #NAME?
|  | 53.3 | #NAME? | #NAME? | 0.5 | 5 | 60 | 0.9 | 1 | 4.187 |  |  | #NAME?
|  | 53.4 | #NAME? | #NAME? | 0.5 | 5 | 60 | 0.9 | 1 | 4.187 |  |  | #NAME?
|  | 53.5 | #NAME? | #NAME? | 0.5 | 5 | 60 | 0.9 | 1 | 4.187 |  |  | #NAME?
|  | 53.6 | #NAME? | #NAME? | 0.5 | 5 | 60 | 0.9 | 1 | 4.187 |  |  | #NAME?
|  | 53.7 | #NAME? | #NAME? | 0.5 | 5 | 60 | 0.9 | 1 | 4.187 |  |  | #NAME?
|  | 53.8 | #NAME? | #NAME? | 0.5 | 5 | 60 | 0.9 | 1 | 4.187 |  |  | #NAME?
|  | 53.9 | #NAME? | #NAME? | 0.5 | 5 | 60 | 0.9 | 1 | 4.187 |  |  | #NAME?
|  | 54 | #NAME? | #NAME? | 0.5 | 5 | 60 | 0.9 | 1 | 4.187 |  |  | #NAME?
|  | 54.1 | #NAME? | #NAME? | 0.5 | 5 | 60 | 0.9 | 1 | 4.187 |  |  | #NAME?
|  | 54.2 | #NAME? | #NAME? | 0.5 | 5 | 60 | 0.9 | 1 | 4.187 |  |  | #NAME?
|  | 54.3 | #NAME? | #NAME? | 0.5 | 5 | 60 | 0.9 | 1 | 4.187 |  |  | #NAME?
|  | 54.4 | #NAME? | #NAME? | 0.5 | 5 | 60 | 0.9 | 1 | 4.187 |  |  | #NAME?
|  | 54.5 | #NAME? | #NAME? | 0.5 | 5 | 60 | 0.9 | 1 | 4.187 |  |  | #NAME?
|  | 54.6 | #NAME? | #NAME? | 0.5 | 5 | 60 | 0.9 | 1 | 4.187 |  |  | #NAME?
|  | 54.7 | #NAME? | #NAME? | 0.5 | 5 | 60 | 0.9 | 1 | 4.187 |  |  | #NAME?
|  | 54.8 | #NAME? | #NAME? | 0.5 | 5 | 60 | 0.9 | 1 | 4.187 |  |  | #NAME?
|  | 54.9 | #NAME? | #NAME? | 0.5 | 5 | 60 | 0.9 | 1 | 4.187 |  |  | #NAME?
|  | 55 | #NAME? | #NAME? | 0.5 | 5 | 60 | 0.9 | 1 | 4.187 |  |  | #NAME?
|  | 55.1 | #NAME? | #NAME? | 0.5 | 5 | 60 | 0.9 | 1 | 4.187 |  |  | #NAME?
|  | 55.2 | #NAME? | #NAME? | 0.5 | 5 | 60 | 0.9 | 1 | 4.187 |  |  | #NAME?
|  | 55.3 | #NAME? | #NAME? | 0.5 | 5 | 60 | 0.9 | 1 | 4.187 |  |  | #NAME?
|  | 55.4 | #NAME? | #NAME? | 0.5 | 5 | 60 | 0.9 | 1 | 4.187 |  |  | #NAME?
|  | 55.5 | #NAME? | #NAME? | 0.5 | 5 | 60 | 0.9 | 1 | 4.187 |  |  | #NAME?
|  | 55.6 | #NAME? | #NAME? | 0.5 | 5 | 60 | 0.9 | 1 | 4.187 |  |  | #NAME?
|  | 55.7 | #NAME? | #NAME? | 0.5 | 5 | 60 | 0.9 | 1 | 4.187 |  |  | #NAME?
|  | 55.8 | #NAME? | #NAME? | 0.5 | 5 | 60 | 0.9 | 1 | 4.187 |  |  | #NAME?
|  | 55.9 | #NAME? | #NAME? | 0.5 | 5 | 60 | 0.9 | 1 | 4.187 |  |  | #NAME?
|  | 56 | #NAME? | #NAME? | 0.5 | 5 | 60 | 0.9 | 1 | 4.187 |  |  | #NAME?
|  | 56.1 | #NAME? | #NAME? | 0.5 | 5 | 60 | 0.9 | 1 | 4.187 |  |  | #NAME?
|  | 56.2 | #NAME? | #NAME? | 0.5 | 5 | 60 | 0.9 | 1 | 4.187 |  |  | #NAME?
|  | 56.3 | #NAME? | #NAME? | 0.5 | 5 | 60 | 0.9 | 1 | 4.187 |  |  | #NAME?
|  | 56.4 | #NAME? | #NAME? | 0.5 | 5 | 60 | 0.9 | 1 | 4.187 |  |  | #NAME?
|  | 56.5 | #NAME? | #NAME? | 0.5 | 5 | 60 | 0.9 | 1 | 4.187 |  |  | #NAME?
|  | 56.6 | #NAME? | #NAME? | 0.5 | 5 | 60 | 0.9 | 1 | 4.187 |  |  | #NAME?
|  | 56.7 | #NAME? | #NAME? | 0.5 | 5 | 60 | 0.9 | 1 | 4.187 |  |  | #NAME?
|  | 56.8 | #NAME? | #NAME? | 0.5 | 5 | 60 | 0.9 | 1 | 4.187 |  |  | #NAME?
|  | 56.9 | #NAME? | #NAME? | 0.5 | 5 | 60 | 0.9 | 1 | 4.187 |  |  | #NAME?
|  | 57 | #NAME? | #NAME? | 0.5 | 5 | 60 | 0.9 | 1 | 4.187 |  |  | #NAME?
|  | 57.1 | #NAME? | #NAME? | 0.5 | 5 | 60 | 0.9 | 1 | 4.187 |  |  | #NAME?
|  | 57.2 | #NAME? | #NAME? | 0.5 | 5 | 60 | 0.9 | 1 | 4.187 |  |  | #NAME?
|  | 57.3 | #NAME? | #NAME? | 0.5 | 5 | 60 | 0.9 | 1 | 4.187 |  |  | #NAME?
|  | 57.4 | #NAME? | #NAME? | 0.5 | 5 | 60 | 0.9 | 1 | 4.187 |  |  | #NAME?
|  | 57.5 | #NAME? | #NAME? | 0.5 | 5 | 60 | 0.9 | 1 | 4.187 |  |  | #NAME?
|  | 57.6 | #NAME? | #NAME? | 0.5 | 5 | 60 | 0.9 | 1 | 4.187 |  |  | #NAME?
|  | 57.7 | #NAME? | #NAME? | 0.5 | 5 | 60 | 0.9 | 1 | 4.187 |  |  | #NAME?
|  | 57.8 | #NAME? | #NAME? | 0.5 | 5 | 60 | 0.9 | 1 | 4.187 |  |  | #NAME?
|  | 57.9 | #NAME? | #NAME? | 0.5 | 5 | 60 | 0.9 | 1 | 4.187 |  |  | #NAME?
|  | 58 | #NAME? | #NAME? | 0.5 | 5 | 60 | 0.9 | 1 | 4.187 |  |  | #NAME?
|  | 58.1 | #NAME? | #NAME? | 0.5 | 5 | 60 | 0.9 | 1 | 4.187 |  |  | #NAME?
|  | 58.2 | #NAME? | #NAME? | 0.5 | 5 | 60 | 0.9 | 1 | 4.187 |  |  | #NAME?
|  | 58.3 | #NAME? | #NAME? | 0.5 | 5 | 60 | 0.9 | 1 | 4.187 |  |  | #NAME?
|  | 58.4 | #NAME? | #NAME? | 0.5 | 5 | 60 | 0.9 | 1 | 4.187 |  |  | #NAME?
|  | 58.5 | #NAME? | #NAME? | 0.5 | 5 | 60 | 0.9 | 1 | 4.187 |  |  | #NAME?
|  | 58.6 | #NAME? | #NAME? | 0.5 | 5 | 60 | 0.9 | 1 | 4.187 |  |  | #NAME?
|  | 58.7 | #NAME? | #NAME? | 0.5 | 5 | 60 | 0.9 | 1 | 4.187 |  |  | #NAME?
|  | 58.8 | #NAME? | #NAME? | 0.5 | 5 | 60 | 0.9 | 1 | 4.187 |  |  | #NAME?
|  | 58.9 | #NAME? | #NAME? | 0.5 | 5 | 60 | 0.9 | 1 | 4.187 |  |  | #NAME?
|  | 59 | #NAME? | #NAME? | 0.5 | 5 | 60 | 0.9 | 1 | 4.187 |  |  | #NAME?
|  | 59.1 | #NAME? | #NAME? | 0.5 | 5 | 60 | 0.9 | 1 | 4.187 |  |  | #NAME?
|  | 59.2 | #NAME? | #NAME? | 0.5 | 5 | 60 | 0.9 | 1 | 4.187 |  |  | #NAME?
|  | 59.3 | #NAME? | #NAME? | 0.5 | 5 | 60 | 0.9 | 1 | 4.187 |  |  | #NAME?
|  | 59.4 | #NAME? | #NAME? | 0.5 | 5 | 60 | 0.9 | 1 | 4.187 |  |  | #NAME?
|  | 59.5 | #NAME? | #NAME? | 0.5 | 5 | 60 | 0.9 | 1 | 4.187 |  |  | #NAME?
|  | 59.6 | #NAME? | #NAME? | 0.5 | 5 | 60 | 0.9 | 1 | 4.187 |  |  | #NAME?
|  | 59.7 | #NAME? | #NAME? | 0.5 | 5 | 60 | 0.9 | 1 | 4.187 |  |  | #NAME?
|  | 59.8 | #NAME? | #NAME? | 0.5 | 5 | 60 | 0.9 | 1 | 4.187 |  |  | #NAME?
|  | 59.9 | #NAME? | #NAME? | 0.5 | 5 | 60 | 0.9 | 1 | 4.187 |  |  | #NAME?
| Final Value | 60 | 15 | #NAME? | 0.5 | 5 | 60 | 0.9 | 1 | 4.187 |  |  | #NAME?

## Loop PI
Microsoft Excel 16.0 data sheet of process simulation and control
Created 29.5.2020 22:15:30
PSICDATA
Loop
MODEL | [5 empty] | REGULATORY LOOP |  |  |  |  | SIMULATION | [8 empty] | OUTPUT |  |  |  |  | LOCAL SETTINGS
Model Variables and Constants | [5 empty] | Measuring Element (Zero-order System) |  |  |  |  | Integration Parameters | [8 empty] | Charts Parameters |  |  |  |  | Integration Parameters
| Variable | Value | Unit | Description | Set Point | 1 | Measured Variable |  | T2 |  | 1 | Time Unit |  | min | [5 empty] | 1 | Location | Embedded on report sheet |  |  |  | Minimal integration step | 0.01
2 | T1 | 15 | °C | water input temperature | cp | 1 | Range Limits | Lower | 0 |  | 1 | Final Time |  | 60 | [11 empty] | Number of simulated values | 600
2 | T2 | 40.7941 | °C | water output/inside temperature | eta | 1 |  | Upper | 100 |  | 1 | Integration Step |  | 0.1 | [5 empty] | Model Variables in Charts
2 | F | 0.5 | L/min | water flowrate | F | [5 empty] | 1 | Integration Method |  | Euler | [6 empty] | Variable | Sec Y-axis | Chart No. |  | Display Parameters
2 | V | 5 | L | heater volume | P | Controller | [13 empty] | 2 | T1 |  | 1 | FALSE |  | Minimal display step | 0.01
2 | P | 60 | kJ/min | power input | ro | 1 | Controlled Variable |  | T2 |  | Disturbances / Set Point Changes | [8 empty] | 2 | T2 |  | 2 | FALSE |  | Number of displayed values | 600
2 | eta | 90% |  | heating efficiency | T1 | 1 | Set Point |  | 40.7941 |  |  | Variable | Change | Parameters |  | Times |  |  |  | 0 |  |  |  | FALSE
2 | ro | 1 | kg/L | water density | T2 | 1 | Mode |  | Direct |  |  |  |  | 1st | 2nd | From | To |  |  | 0 |  |  |  | FALSE
2 | cp | 4.187 | kJ/kg/°C | water heat capacity | V |  | Control Action |  |  |  | 6 | T1 | step | 5 |  | 5 | 60 | 1 | T1 | 0 |  |  |  | FALSE | MODEL DATA VALIDATION
0 |  |  |  |  | 0 | 1 | Type |  | PI | 2 | 0 | [6 empty] | 0 | 0 | 0 |  |  |  | FALSE | Data for process simulation are OK |  | FALSE
0 |  |  |  |  | 0 | 1 | Gain r0 |  | 15 |  | 0 | [6 empty] | 0 | 0 | 0 |  |  |  | FALSE | MODEL
0 |  |  |  |  | 0 | 1 | Integral Time Ti |  | 4 |  | 0 | [6 empty] | 0 | 0 | 0 |  |  |  | FALSE |  | Model Variables and Constants | TRUE
0 |  |  |  |  | 0 | 0 | Derivative Time Td |  |  |  | 0 | [6 empty] | 0 | 0 | 0 |  |  |  | FALSE |  | Model First-order ODEs | TRUE
0 |  |  |  |  | 0 | [5 empty] | 0 | [6 empty] | 0 | 0 | 0 |  |  |  | FALSE | SIMULATION
0 |  |  |  |  | 0 | Final Control Element (Zero-order System) |  |  |  |  | 0 | [6 empty] | 0 | 0 | 0 |  |  |  | FALSE |  | Integration Parameters | TRUE
0 |  |  |  |  | 0 | 1 | Manipulated Variable |  | P |  | 0 | [6 empty] | 0 | 0 | 0 |  |  |  | FALSE |  | Disturbances / Set Point Changes | TRUE
0 |  |  |  |  | 0 | 1 | Range Limits | Lower | 0 |  | 0 | [6 empty] | 0 | 0 | 0 |  |  |  | FALSE |  | Output Variables | TRUE
0 |  |  |  |  | 0 | 1 |  | Upper | 120 |  | 0 | [6 empty] | 0 | 0 | 0 |  |  |  | FALSE |  | Charts Parameters | TRUE
0 |  |  |  |  | 0 | [5 empty] | 0 | [6 empty] | 0 | 0 | 0 |  |  |  | FALSE |  | Model Variables in Charts | TRUE
0 |  |  |  |  | 0 | [5 empty] | 0 | [6 empty] | 0 | 0 | 0 |  |  |  | FALSE
0 |  |  |  |  | 0 | [5 empty] | 0 | [6 empty] | 0 | 0 | 0 |  |  |  | FALSE
0 |  |  |  |  | 0 | [5 empty] | 0 | [6 empty] | 0 | 0 | 0 |  |  |  | FALSE | LOOP DATA VALIDATION
0 |  |  |  |  | 0 | [5 empty] | 0 | [6 empty] | 0 | 0 | 0 |  |  |  | FALSE | Data for loop simulation are OK |  | FALSE
0 |  |  |  |  | 0 | [5 empty] | 0 | [6 empty] | 0 | 0 | 0 |  |  |  | FALSE | MODEL
0 |  |  |  |  | 0 | [5 empty] | 0 | [6 empty] | 0 | 0 | 0 |  |  |  | FALSE |  | Model Variables and Constants | TRUE
0 |  |  |  |  | 0 | [5 empty] | 0 | [6 empty] | 0 | 0 | 0 |  |  |  | FALSE |  | Model First-order ODEs | TRUE
REGULATORY LOOP
Model First-order ODEs | [10 empty] | Output Variables | [8 empty] | Regulatory Loop Variables in Charts | [5 empty] | Measuring Element (Zero-order System) | TRUE
| Derivative | Value | Symbolic Formula (read only) | [8 empty] | Variable | [8 empty] | Variable | Sec Y-axis | Chart No. |  |  | Controller | TRUE
2 | T2 | 0 | =F/V*(T1-T2)+P*eta/V/ro/cp |  | T2 | [5 empty] | 1 | T2 | T2 | [6 empty] | 2 | Set Point |  | 2 | FALSE |  | Final Control Element (Zero-order System) | TRUE
0 |  |  |  |  | 0 | [5 empty] | 0 |  | 0 | [6 empty] | 2 | Error |  | 3 | FALSE | SIMULATION
0 |  |  |  |  | 0 | [5 empty] | 0 |  | 0 | [6 empty] | 0 |  |  |  | FALSE |  | Integration Parameters | TRUE
0 |  |  |  |  | 0 | [5 empty] | 0 |  | 0 | [12 empty] | Disturbances / Set Point Changes | TRUE
0 |  |  |  |  | 0 | [5 empty] | 0 |  | 0 | [12 empty] | Output Variables | TRUE
0 |  |  |  |  | 0 | [5 empty] | 0 |  | 0 | [12 empty] | Model Variables in Charts | TRUE
0 |  |  |  |  | 0 | [5 empty] | 0 |  | 0 | [12 empty] | Charts Parameters | TRUE
0 |  |  |  |  | 0 | [5 empty] | 0 |  | 0 | [12 empty] | Regulatory Loop Variables in Charts | TRUE
0 |  |  |  |  | 0 | [5 empty] | 0 |  | 0
0 |  |  |  |  | 0 | [5 empty] | 0 |  | 0
Your Notes:

## Closed Loop PI
Error: Check controls adjustments in the Controller group
Microsoft Excel 16.0 report of process simulation and control for data sheet [Heater.7.5.xlsx]Loop
Created 29.5.2020 22:51:40
PSICREPORT
Loop
MODEL | [22 empty] | REGULATORY LOOP |  |  |  |  | PARAMETERS (for controller tunning)
Model Variables and Constants | [10 empty] | Model First-order ODEs |  | E12 | #N/A | #N/A | #N/A | #N/A | #N/A | #N/A | #N/A | #N/A | #N/A | Controller |  | E11 | H12 | E12 | SIMULATION
| Variable | time | T1 | T2 | F | V | P | eta | ro | cp |  | Derivative | T2 | [10 empty] | Variable | T2 | P | T2 |  | Integration Step |  | 0.1
| Unit | min | °C | °C | L/min | L | kJ/min |  | kg/L | kJ/kg/°C |  | Unit | °C/min | 0 | 0 | 0 | 0 | 0 | 0 | 0 | 0 | 0 |  | Unit | 1 | 1 | °C
| Initial Value | 0 | 15 | 40.7941 | 0.5 | 5 | 60 | 0.9 | 1 | 4.187 |  | Initial Value | 0 | [10 empty] | Initial Value | 0 | 0.5 | 40.7941 | REGULATORY CONTROL LOOP
|  | 0.1 | 15 | 40.7941 | 0.5 | 5 | 60 | 0.9 | 1 | 4.187 |  |  | 0 | [11 empty] | 0 | 0.5 | 40.7941 | Process Variable
|  | 0.2 | 15 | 40.7941 | 0.5 | 5 | 60 | 0.9 | 1 | 4.187 |  |  | 0 | [11 empty] | 0 | 0.5 | 40.7941 |  | Limits | Lower | 0
|  | 0.3 | 15 | 40.7941 | 0.5 | 5 | 60 | 0.9 | 1 | 4.187 |  |  | 0 | [11 empty] | 0 | 0.5 | 40.7941 |  |  | Higher | 100
|  | 0.4 | 15 | 40.7941 | 0.5 | 5 | 60 | 0.9 | 1 | 4.187 |  |  | 0 | [11 empty] | 0 | 0.5 | 40.7941 | Controller
|  | 0.5 | 15 | 40.7941 | 0.5 | 5 | 60 | 0.9 | 1 | 4.187 |  |  | 0 | [11 empty] | 0 | 0.5 | 40.7941 |  | Set Point |  | 40.7941
|  | 0.6 | 15 | 40.7941 | 0.5 | 5 | 60 | 0.9 | 1 | 4.187 |  |  | 0 | [11 empty] | 0 | 0.5 | 40.7941 |  | Mode |  | 1
|  | 0.7 | 15 | 40.7941 | 0.5 | 5 | 60 | 0.9 | 1 | 4.187 |  |  | 0 | [11 empty] | 0 | 0.5 | 40.7941 |  | Type |  | PI
|  | 0.8 | 15 | 40.7941 | 0.5 | 5 | 60 | 0.9 | 1 | 4.187 |  |  | 0 | [11 empty] | 0 | 0.5 | 40.7941 |  | Gain |  | 15
|  | 0.9 | 15 | 40.7941 | 0.5 | 5 | 60 | 0.9 | 1 | 4.187 |  |  | 0 | [11 empty] | 0 | 0.5 | 40.7941 |  | Integration Time |  | 4
|  | 1 | 15 | 40.7941 | 0.5 | 5 | 60 | 0.9 | 1 | 4.187 |  |  | 0 | [11 empty] | 0 | 0.5 | 40.7941 |  | Derivativation Time |  | 0
|  | 1.1 | 15 | 40.7941 | 0.5 | 5 | 60 | 0.9 | 1 | 4.187 |  |  | 0 | [11 empty] | 0 | 0.5 | 40.7941 | Manipulated Variable
|  | 1.2 | 15 | 40.7941 | 0.5 | 5 | 60 | 0.9 | 1 | 4.187 |  |  | 0 | [11 empty] | 0 | 0.5 | 40.7941 |  | Limits | Lower | 0
|  | 1.3 | 15 | 40.7941 | 0.5 | 5 | 60 | 0.9 | 1 | 4.187 |  |  | 0 | [11 empty] | 0 | 0.5 | 40.7941 |  |  | Higher | 120
|  | 1.4 | 15 | 40.7941 | 0.5 | 5 | 60 | 0.9 | 1 | 4.187 |  |  | 0 | [11 empty] | 0 | 0.5 | 40.7941
|  | 1.5 | 15 | 40.7941 | 0.5 | 5 | 60 | 0.9 | 1 | 4.187 |  |  | 0 | [11 empty] | 0 | 0.5 | 40.7941
|  | 1.6 | 15 | 40.7941 | 0.5 | 5 | 60 | 0.9 | 1 | 4.187 |  |  | 0 | [11 empty] | 0 | 0.5 | 40.7941
|  | 1.7 | 15 | 40.7941 | 0.5 | 5 | 60 | 0.9 | 1 | 4.187 |  |  | 0 | [11 empty] | 0 | 0.5 | 40.7941
|  | 1.8 | 15 | 40.7941 | 0.5 | 5 | 60 | 0.9 | 1 | 4.187 |  |  | 0 | [11 empty] | 0 | 0.5 | 40.7941
|  | 1.9 | 15 | 40.7941 | 0.5 | 5 | 60 | 0.9 | 1 | 4.187 |  |  | 0 | [11 empty] | 0 | 0.5 | 40.7941
|  | 2 | 15 | 40.7941 | 0.5 | 5 | 60 | 0.9 | 1 | 4.187 |  |  | 0 | [11 empty] | 0 | 0.5 | 40.7941
|  | 2.1 | 15 | 40.7941 | 0.5 | 5 | 60 | 0.9 | 1 | 4.187 |  |  | 0 | [11 empty] | 0 | 0.5 | 40.7941
|  | 2.2 | 15 | 40.7941 | 0.5 | 5 | 60 | 0.9 | 1 | 4.187 |  |  | 0 | [11 empty] | 0 | 0.5 | 40.7941
|  | 2.3 | 15 | 40.7941 | 0.5 | 5 | 60 | 0.9 | 1 | 4.187 |  |  | 0 | [11 empty] | 0 | 0.5 | 40.7941
|  | 2.4 | 15 | 40.7941 | 0.5 | 5 | 60 | 0.9 | 1 | 4.187 |  |  | 0 | [11 empty] | 0 | 0.5 | 40.7941
|  | 2.5 | 15 | 40.7941 | 0.5 | 5 | 60 | 0.9 | 1 | 4.187 |  |  | 0 | [11 empty] | 0 | 0.5 | 40.7941
|  | 2.6 | 15 | 40.7941 | 0.5 | 5 | 60 | 0.9 | 1 | 4.187 |  |  | 0 | [11 empty] | 0 | 0.5 | 40.7941
|  | 2.7 | 15 | 40.7941 | 0.5 | 5 | 60 | 0.9 | 1 | 4.187 |  |  | 0 | [11 empty] | 0 | 0.5 | 40.7941
|  | 2.8 | 15 | 40.7941 | 0.5 | 5 | 60 | 0.9 | 1 | 4.187 |  |  | 0 | [11 empty] | 0 | 0.5 | 40.7941
|  | 2.9 | 15 | 40.7941 | 0.5 | 5 | 60 | 0.9 | 1 | 4.187 |  |  | 0 | [11 empty] | 0 | 0.5 | 40.7941
|  | 3 | 15 | 40.7941 | 0.5 | 5 | 60 | 0.9 | 1 | 4.187 |  |  | 0 | [11 empty] | 0 | 0.5 | 40.7941
|  | 3.1 | 15 | 40.7941 | 0.5 | 5 | 60 | 0.9 | 1 | 4.187 |  |  | 0 | [11 empty] | 0 | 0.5 | 40.7941
|  | 3.2 | 15 | 40.7941 | 0.5 | 5 | 60 | 0.9 | 1 | 4.187 |  |  | 0 | [11 empty] | 0 | 0.5 | 40.7941
|  | 3.3 | 15 | 40.7941 | 0.5 | 5 | 60 | 0.9 | 1 | 4.187 |  |  | 0 | [11 empty] | 0 | 0.5 | 40.7941
|  | 3.4 | 15 | 40.7941 | 0.5 | 5 | 60 | 0.9 | 1 | 4.187 |  |  | 0 | [11 empty] | 0 | 0.5 | 40.7941
|  | 3.5 | 15 | 40.7941 | 0.5 | 5 | 60 | 0.9 | 1 | 4.187 |  |  | 0 | [11 empty] | 0 | 0.5 | 40.7941
|  | 3.6 | 15 | 40.7941 | 0.5 | 5 | 60 | 0.9 | 1 | 4.187 |  |  | 0 | [11 empty] | 0 | 0.5 | 40.7941
|  | 3.7 | 15 | 40.7941 | 0.5 | 5 | 60 | 0.9 | 1 | 4.187 |  |  | 0 | [11 empty] | 0 | 0.5 | 40.7941
|  | 3.8 | 15 | 40.7941 | 0.5 | 5 | 60 | 0.9 | 1 | 4.187 |  |  | 0 | [11 empty] | 0 | 0.5 | 40.7941
|  | 3.9 | 15 | 40.7941 | 0.5 | 5 | 60 | 0.9 | 1 | 4.187 |  |  | 0 | [11 empty] | 0 | 0.5 | 40.7941
|  | 4 | 15 | 40.7941 | 0.5 | 5 | 60 | 0.9 | 1 | 4.187 |  |  | 0 | [11 empty] | 0 | 0.5 | 40.7941
|  | 4.1 | 15 | 40.7941 | 0.5 | 5 | 60 | 0.9 | 1 | 4.187 |  |  | 0 | [11 empty] | 0 | 0.5 | 40.7941
|  | 4.2 | 15 | 40.7941 | 0.5 | 5 | 60 | 0.9 | 1 | 4.187 |  |  | 0 | [11 empty] | 0 | 0.5 | 40.7941
|  | 4.3 | 15 | 40.7941 | 0.5 | 5 | 60 | 0.9 | 1 | 4.187 |  |  | 0 | [11 empty] | 0 | 0.5 | 40.7941
|  | 4.4 | 15 | 40.7941 | 0.5 | 5 | 60 | 0.9 | 1 | 4.187 |  |  | 0 | [11 empty] | 0 | 0.5 | 40.7941
|  | 4.5 | 15 | 40.7941 | 0.5 | 5 | 60 | 0.9 | 1 | 4.187 |  |  | 0 | [11 empty] | 0 | 0.5 | 40.7941
|  | 4.6 | 15 | 40.7941 | 0.5 | 5 | 60 | 0.9 | 1 | 4.187 |  |  | 0 | [11 empty] | 0 | 0.5 | 40.7941
|  | 4.7 | 15 | 40.7941 | 0.5 | 5 | 60 | 0.9 | 1 | 4.187 |  |  | 0 | [11 empty] | 0 | 0.5 | 40.7941
|  | 4.8 | 15 | 40.7941 | 0.5 | 5 | 60 | 0.9 | 1 | 4.187 |  |  | 0 | [11 empty] | 0 | 0.5 | 40.7941
|  | 4.9 | 15 | 40.7941 | 0.5 | 5 | 60 | 0.9 | 1 | 4.187 |  |  | 0 | [11 empty] | 0 | 0.5 | 40.7941
|  | 5 | 20 | 40.7941 | 0.5 | 5 | 60 | 0.9 | 1 | 4.187 |  |  | 0.5 | [11 empty] | 0 | 0.5 | 40.7941
|  | 5.1 | 20 | 40.8441 | 0.5 | 5 | 59.0888 | 0.9 | 1 | 4.187 |  |  | 0.45583 | [11 empty] | -0.0005 | 0.49241 | 40.7941
|  | 5.2 | 20 | 40.8897 | 0.5 | 5 | 58.2355 | 0.9 | 1 | 4.187 |  |  | 0.41459 | [11 empty] | -0.00095583 | 0.4853 | 40.7941
|  | 5.3 | 20 | 40.9312 | 0.5 | 5 | 57.4369 | 0.9 | 1 | 4.187 |  |  | 0.37611 | [11 empty] | -0.0013704 | 0.47864 | 40.7941
|  | 5.4 | 20 | 40.9688 | 0.5 | 5 | 56.6898 | 0.9 | 1 | 4.187 |  |  | 0.34023 | [11 empty] | -0.0017465 | 0.47241 | 40.7941
|  | 5.5 | 20 | 41.0028 | 0.5 | 5 | 55.9911 | 0.9 | 1 | 4.187 |  |  | 0.30679 | [11 empty] | -0.0020867 | 0.46659 | 40.7941
|  | 5.6 | 20 | 41.0335 | 0.5 | 5 | 55.3381 | 0.9 | 1 | 4.187 |  |  | 0.27565 | [11 empty] | -0.0023935 | 0.46115 | 40.7941
|  | 5.7 | 20 | 41.061 | 0.5 | 5 | 54.728 | 0.9 | 1 | 4.187 |  |  | 0.24666 | [11 empty] | -0.0026692 | 0.45607 | 40.7941
|  | 5.8 | 20 | 41.0857 | 0.5 | 5 | 54.1584 | 0.9 | 1 | 4.187 |  |  | 0.21971 | [11 empty] | -0.0029159 | 0.45132 | 40.7941
|  | 5.9 | 20 | 41.1077 | 0.5 | 5 | 53.6267 | 0.9 | 1 | 4.187 |  |  | 0.19466 | [11 empty] | -0.0031356 | 0.44689 | 40.7941
|  | 6 | 20 | 41.1271 | 0.5 | 5 | 53.1309 | 0.9 | 1 | 4.187 |  |  | 0.17139 | [11 empty] | -0.0033302 | 0.44276 | 40.7941
|  | 6.1 | 20 | 41.1443 | 0.5 | 5 | 52.6686 | 0.9 | 1 | 4.187 |  |  | 0.14981 | [11 empty] | -0.0035016 | 0.43891 | 40.7941
|  | 6.2 | 20 | 41.1593 | 0.5 | 5 | 52.238 | 0.9 | 1 | 4.187 |  |  | 0.1298 | [11 empty] | -0.0036514 | 0.43532 | 40.7941
|  | 6.3 | 20 | 41.1722 | 0.5 | 5 | 51.8372 | 0.9 | 1 | 4.187 |  |  | 0.11127 | [11 empty] | -0.0037812 | 0.43198 | 40.7941
|  | 6.4 | 20 | 41.1834 | 0.5 | 5 | 51.4642 | 0.9 | 1 | 4.187 |  |  | 0.094121 | [11 empty] | -0.0038925 | 0.42887 | 40.7941
|  | 6.5 | 20 | 41.1928 | 0.5 | 5 | 51.1175 | 0.9 | 1 | 4.187 |  |  | 0.078275 | [11 empty] | -0.0039866 | 0.42598 | 40.7941
|  | 6.6 | 20 | 41.2006 | 0.5 | 5 | 50.7955 | 0.9 | 1 | 4.187 |  |  | 0.063647 | [11 empty] | -0.0040649 | 0.4233 | 40.7941
|  | 6.7 | 20 | 41.207 | 0.5 | 5 | 50.4966 | 0.9 | 1 | 4.187 |  |  | 0.05016 | [11 empty] | -0.0041285 | 0.4208 | 40.7941
|  | 6.8 | 20 | 41.212 | 0.5 | 5 | 50.2194 | 0.9 | 1 | 4.187 |  |  | 0.037742 | [11 empty] | -0.0041787 | 0.41849 | 40.7941
|  | 6.9 | 20 | 41.2158 | 0.5 | 5 | 49.9625 | 0.9 | 1 | 4.187 |  |  | 0.026324 | [11 empty] | -0.0042164 | 0.41635 | 40.7941
|  | 7 | 20 | 41.2184 | 0.5 | 5 | 49.7248 | 0.9 | 1 | 4.187 |  |  | 0.015841 | [11 empty] | -0.0042427 | 0.41437 | 40.7941
|  | 7.1 | 20 | 41.22 | 0.5 | 5 | 49.505 | 0.9 | 1 | 4.187 |  |  | 0.0062335 | [11 empty] | -0.0042586 | 0.41254 | 40.7941
|  | 7.2 | 20 | 41.2206 | 0.5 | 5 | 49.302 | 0.9 | 1 | 4.187 |  |  | -0.0025557 | [11 empty] | -0.0042648 | 0.41085 | 40.7941
|  | 7.3 | 20 | 41.2204 | 0.5 | 5 | 49.1148 | 0.9 | 1 | 4.187 |  |  | -0.01058 | [11 empty] | -0.0042623 | 0.40929 | 40.7941
|  | 7.4 | 20 | 41.2193 | 0.5 | 5 | 48.9423 | 0.9 | 1 | 4.187 |  |  | -0.017891 | [11 empty] | -0.0042517 | 0.40785 | 40.7941
|  | 7.5 | 20 | 41.2175 | 0.5 | 5 | 48.7835 | 0.9 | 1 | 4.187 |  |  | -0.024536 | [11 empty] | -0.0042338 | 0.40653 | 40.7941
|  | 7.6 | 20 | 41.2151 | 0.5 | 5 | 48.6377 | 0.9 | 1 | 4.187 |  |  | -0.030559 | [11 empty] | -0.0042093 | 0.40531 | 40.7941
|  | 7.7 | 20 | 41.212 | 0.5 | 5 | 48.504 | 0.9 | 1 | 4.187 |  |  | -0.036002 | [11 empty] | -0.0041787 | 0.4042 | 40.7941
|  | 7.8 | 20 | 41.2084 | 0.5 | 5 | 48.3816 | 0.9 | 1 | 4.187 |  |  | -0.040905 | [11 empty] | -0.0041427 | 0.40318 | 40.7941
|  | 7.9 | 20 | 41.2043 | 0.5 | 5 | 48.2697 | 0.9 | 1 | 4.187 |  |  | -0.045305 | [11 empty] | -0.0041018 | 0.40225 | 40.7941
|  | 8 | 20 | 41.1998 | 0.5 | 5 | 48.1677 | 0.9 | 1 | 4.187 |  |  | -0.049238 | [11 empty] | -0.0040565 | 0.4014 | 40.7941
|  | 8.1 | 20 | 41.1948 | 0.5 | 5 | 48.0749 | 0.9 | 1 | 4.187 |  |  | -0.052735 | [11 empty] | -0.0040073 | 0.40062 | 40.7941
|  | 8.2 | 20 | 41.1896 | 0.5 | 5 | 47.9907 | 0.9 | 1 | 4.187 |  |  | -0.055828 | [11 empty] | -0.0039545 | 0.39992 | 40.7941
|  | 8.3 | 20 | 41.184 | 0.5 | 5 | 47.9145 | 0.9 | 1 | 4.187 |  |  | -0.058546 | [11 empty] | -0.0038987 | 0.39929 | 40.7941
|  | 8.4 | 20 | 41.1781 | 0.5 | 5 | 47.8457 | 0.9 | 1 | 4.187 |  |  | -0.060916 | [11 empty] | -0.0038401 | 0.39871 | 40.7941
|  | 8.5 | 20 | 41.172 | 0.5 | 5 | 47.7839 | 0.9 | 1 | 4.187 |  |  | -0.062963 | [11 empty] | -0.0037792 | 0.3982 | 40.7941
|  | 8.6 | 20 | 41.1658 | 0.5 | 5 | 47.7286 | 0.9 | 1 | 4.187 |  |  | -0.064711 | [11 empty] | -0.0037163 | 0.39774 | 40.7941
|  | 8.7 | 20 | 41.1593 | 0.5 | 5 | 47.6793 | 0.9 | 1 | 4.187 |  |  | -0.066183 | [11 empty] | -0.0036516 | 0.39733 | 40.7941
|  | 8.8 | 20 | 41.1527 | 0.5 | 5 | 47.6356 | 0.9 | 1 | 4.187 |  |  | -0.0674 | [11 empty] | -0.0035854 | 0.39696 | 40.7941
|  | 8.9 | 20 | 41.1459 | 0.5 | 5 | 47.5971 | 0.9 | 1 | 4.187 |  |  | -0.068382 | [11 empty] | -0.003518 | 0.39664 | 40.7941
|  | 9 | 20 | 41.1391 | 0.5 | 5 | 47.5634 | 0.9 | 1 | 4.187 |  |  | -0.069146 | [11 empty] | -0.0034496 | 0.39636 | 40.7941
|  | 9.1 | 20 | 41.1322 | 0.5 | 5 | 47.5342 | 0.9 | 1 | 4.187 |  |  | -0.06971 | [11 empty] | -0.0033804 | 0.39612 | 40.7941
|  | 9.2 | 20 | 41.1252 | 0.5 | 5 | 47.5092 | 0.9 | 1 | 4.187 |  |  | -0.070091 | [11 empty] | -0.0033107 | 0.39591 | 40.7941
|  | 9.3 | 20 | 41.1182 | 0.5 | 5 | 47.4879 | 0.9 | 1 | 4.187 |  |  | -0.070303 | [11 empty] | -0.0032406 | 0.39573 | 40.7941
|  | 9.4 | 20 | 41.1112 | 0.5 | 5 | 47.4702 | 0.9 | 1 | 4.187 |  |  | -0.070361 | [11 empty] | -0.0031703 | 0.39559 | 40.7941
|  | 9.5 | 20 | 41.1041 | 0.5 | 5 | 47.4558 | 0.9 | 1 | 4.187 |  |  | -0.070278 | [11 empty] | -0.0031 | 0.39546 | 40.7941
|  | 9.6 | 20 | 41.0971 | 0.5 | 5 | 47.4444 | 0.9 | 1 | 4.187 |  |  | -0.070066 | [11 empty] | -0.0030297 | 0.39537 | 40.7941
|  | 9.7 | 20 | 41.0901 | 0.5 | 5 | 47.4357 | 0.9 | 1 | 4.187 |  |  | -0.069737 | [11 empty] | -0.0029596 | 0.3953 | 40.7941
|  | 9.8 | 20 | 41.0831 | 0.5 | 5 | 47.4296 | 0.9 | 1 | 4.187 |  |  | -0.069301 | [11 empty] | -0.0028899 | 0.39525 | 40.7941
|  | 9.9 | 20 | 41.0762 | 0.5 | 5 | 47.4259 | 0.9 | 1 | 4.187 |  |  | -0.068769 | [11 empty] | -0.0028206 | 0.39522 | 40.7941
|  | 10 | 20 | 41.0693 | 0.5 | 5 | 47.4243 | 0.9 | 1 | 4.187 |  |  | -0.06815 | [11 empty] | -0.0027518 | 0.3952 | 40.7941
|  | 10.1 | 20 | 41.0625 | 0.5 | 5 | 47.4247 | 0.9 | 1 | 4.187 |  |  | -0.067453 | [11 empty] | -0.0026837 | 0.39521 | 40.7941
|  | 10.2 | 20 | 41.0557 | 0.5 | 5 | 47.4268 | 0.9 | 1 | 4.187 |  |  | -0.066685 | [11 empty] | -0.0026162 | 0.39522 | 40.7941
|  | 10.3 | 20 | 41.0491 | 0.5 | 5 | 47.4306 | 0.9 | 1 | 4.187 |  |  | -0.065855 | [11 empty] | -0.0025495 | 0.39526 | 40.7941
|  | 10.4 | 20 | 41.0425 | 0.5 | 5 | 47.4359 | 0.9 | 1 | 4.187 |  |  | -0.064969 | [11 empty] | -0.0024837 | 0.3953 | 40.7941
|  | 10.5 | 20 | 41.036 | 0.5 | 5 | 47.4426 | 0.9 | 1 | 4.187 |  |  | -0.064033 | [11 empty] | -0.0024187 | 0.39535 | 40.7941
|  | 10.6 | 20 | 41.0296 | 0.5 | 5 | 47.4504 | 0.9 | 1 | 4.187 |  |  | -0.063055 | [11 empty] | -0.0023547 | 0.39542 | 40.7941
|  | 10.7 | 20 | 41.0233 | 0.5 | 5 | 47.4594 | 0.9 | 1 | 4.187 |  |  | -0.06204 | [11 empty] | -0.0022916 | 0.39549 | 40.7941
|  | 10.8 | 20 | 41.0171 | 0.5 | 5 | 47.4693 | 0.9 | 1 | 4.187 |  |  | -0.060992 | [11 empty] | -0.0022296 | 0.39558 | 40.7941
|  | 10.9 | 20 | 41.011 | 0.5 | 5 | 47.4802 | 0.9 | 1 | 4.187 |  |  | -0.059916 | [11 empty] | -0.0021686 | 0.39567 | 40.7941
|  | 11 | 20 | 41.005 | 0.5 | 5 | 47.4918 | 0.9 | 1 | 4.187 |  |  | -0.058818 | [11 empty] | -0.0021087 | 0.39576 | 40.7941
|  | 11.1 | 20 | 40.9991 | 0.5 | 5 | 47.5041 | 0.9 | 1 | 4.187 |  |  | -0.057701 | [11 empty] | -0.0020499 | 0.39587 | 40.7941
|  | 11.2 | 20 | 40.9933 | 0.5 | 5 | 47.517 | 0.9 | 1 | 4.187 |  |  | -0.056569 | [11 empty] | -0.0019922 | 0.39597 | 40.7941
|  | 11.3 | 20 | 40.9877 | 0.5 | 5 | 47.5304 | 0.9 | 1 | 4.187 |  |  | -0.055425 | [11 empty] | -0.0019356 | 0.39609 | 40.7941
|  | 11.4 | 20 | 40.9821 | 0.5 | 5 | 47.5444 | 0.9 | 1 | 4.187 |  |  | -0.054272 | [11 empty] | -0.0018802 | 0.3962 | 40.7941
|  | 11.5 | 20 | 40.9767 | 0.5 | 5 | 47.5587 | 0.9 | 1 | 4.187 |  |  | -0.053115 | [11 empty] | -0.0018259 | 0.39632 | 40.7941
|  | 11.6 | 20 | 40.9714 | 0.5 | 5 | 47.5733 | 0.9 | 1 | 4.187 |  |  | -0.051954 | [11 empty] | -0.0017728 | 0.39644 | 40.7941
|  | 11.7 | 20 | 40.9662 | 0.5 | 5 | 47.5882 | 0.9 | 1 | 4.187 |  |  | -0.050794 | [11 empty] | -0.0017208 | 0.39657 | 40.7941
|  | 11.8 | 20 | 40.9611 | 0.5 | 5 | 47.6033 | 0.9 | 1 | 4.187 |  |  | -0.049635 | [11 empty] | -0.00167 | 0.39669 | 40.7941
|  | 11.9 | 20 | 40.9562 | 0.5 | 5 | 47.6186 | 0.9 | 1 | 4.187 |  |  | -0.048481 | [11 empty] | -0.0016204 | 0.39682 | 40.7941
|  | 12 | 20 | 40.9513 | 0.5 | 5 | 47.6341 | 0.9 | 1 | 4.187 |  |  | -0.047332 | [11 empty] | -0.0015719 | 0.39695 | 40.7941
|  | 12.1 | 20 | 40.9466 | 0.5 | 5 | 47.6496 | 0.9 | 1 | 4.187 |  |  | -0.046191 | [11 empty] | -0.0015246 | 0.39708 | 40.7941
|  | 12.2 | 20 | 40.942 | 0.5 | 5 | 47.6652 | 0.9 | 1 | 4.187 |  |  | -0.04506 | [11 empty] | -0.0014784 | 0.39721 | 40.7941
|  | 12.3 | 20 | 40.9375 | 0.5 | 5 | 47.6808 | 0.9 | 1 | 4.187 |  |  | -0.043939 | [11 empty] | -0.0014333 | 0.39734 | 40.7941
|  | 12.4 | 20 | 40.9331 | 0.5 | 5 | 47.6964 | 0.9 | 1 | 4.187 |  |  | -0.04283 | [11 empty] | -0.0013894 | 0.39747 | 40.7941
|  | 12.5 | 20 | 40.9288 | 0.5 | 5 | 47.7119 | 0.9 | 1 | 4.187 |  |  | -0.041734 | [11 empty] | -0.0013466 | 0.3976 | 40.7941
|  | 12.6 | 20 | 40.9246 | 0.5 | 5 | 47.7274 | 0.9 | 1 | 4.187 |  |  | -0.040651 | [11 empty] | -0.0013048 | 0.39773 | 40.7941
|  | 12.7 | 20 | 40.9205 | 0.5 | 5 | 47.7427 | 0.9 | 1 | 4.187 |  |  | -0.039584 | [11 empty] | -0.0012642 | 0.39786 | 40.7941
|  | 12.8 | 20 | 40.9166 | 0.5 | 5 | 47.758 | 0.9 | 1 | 4.187 |  |  | -0.038533 | [11 empty] | -0.0012246 | 0.39798 | 40.7941
|  | 12.9 | 20 | 40.9127 | 0.5 | 5 | 47.7731 | 0.9 | 1 | 4.187 |  |  | -0.037497 | [11 empty] | -0.0011861 | 0.39811 | 40.7941
|  | 13 | 20 | 40.909 | 0.5 | 5 | 47.7881 | 0.9 | 1 | 4.187 |  |  | -0.036479 | [11 empty] | -0.0011486 | 0.39823 | 40.7941
|  | 13.1 | 20 | 40.9053 | 0.5 | 5 | 47.8029 | 0.9 | 1 | 4.187 |  |  | -0.035478 | [11 empty] | -0.0011121 | 0.39836 | 40.7941
|  | 13.2 | 20 | 40.9018 | 0.5 | 5 | 47.8175 | 0.9 | 1 | 4.187 |  |  | -0.034495 | [11 empty] | -0.0010766 | 0.39848 | 40.7941
|  | 13.3 | 20 | 40.8983 | 0.5 | 5 | 47.8319 | 0.9 | 1 | 4.187 |  |  | -0.03353 | [11 empty] | -0.0010421 | 0.3986 | 40.7941
|  | 13.4 | 20 | 40.895 | 0.5 | 5 | 47.8461 | 0.9 | 1 | 4.187 |  |  | -0.032584 | [11 empty] | -0.0010086 | 0.39872 | 40.7941
|  | 13.5 | 20 | 40.8917 | 0.5 | 5 | 47.8601 | 0.9 | 1 | 4.187 |  |  | -0.031656 | [11 empty] | -0.000976 | 0.39883 | 40.7941
|  | 13.6 | 20 | 40.8886 | 0.5 | 5 | 47.8739 | 0.9 | 1 | 4.187 |  |  | -0.030747 | [11 empty] | -0.00094434 | 0.39895 | 40.7941
|  | 13.7 | 20 | 40.8855 | 0.5 | 5 | 47.8874 | 0.9 | 1 | 4.187 |  |  | -0.029858 | [11 empty] | -0.00091359 | 0.39906 | 40.7941
|  | 13.8 | 20 | 40.8825 | 0.5 | 5 | 47.9007 | 0.9 | 1 | 4.187 |  |  | -0.028987 | [11 empty] | -0.00088374 | 0.39917 | 40.7941
|  | 13.9 | 20 | 40.8796 | 0.5 | 5 | 47.9138 | 0.9 | 1 | 4.187 |  |  | -0.028136 | [11 empty] | -0.00085475 | 0.39928 | 40.7941
|  | 14 | 20 | 40.8768 | 0.5 | 5 | 47.9266 | 0.9 | 1 | 4.187 |  |  | -0.027304 | [11 empty] | -0.00082661 | 0.39939 | 40.7941
|  | 14.1 | 20 | 40.8741 | 0.5 | 5 | 47.9392 | 0.9 | 1 | 4.187 |  |  | -0.02649 | [11 empty] | -0.00079931 | 0.39949 | 40.7941
|  | 14.2 | 20 | 40.8714 | 0.5 | 5 | 47.9515 | 0.9 | 1 | 4.187 |  |  | -0.025696 | [11 empty] | -0.00077282 | 0.3996 | 40.7941
|  | 14.3 | 20 | 40.8688 | 0.5 | 5 | 47.9635 | 0.9 | 1 | 4.187 |  |  | -0.024921 | [11 empty] | -0.00074712 | 0.3997 | 40.7941
|  | 14.4 | 20 | 40.8663 | 0.5 | 5 | 47.9753 | 0.9 | 1 | 4.187 |  |  | -0.024165 | [11 empty] | -0.0007222 | 0.39979 | 40.7941
|  | 14.5 | 20 | 40.8639 | 0.5 | 5 | 47.9869 | 0.9 | 1 | 4.187 |  |  | -0.023427 | [11 empty] | -0.00069804 | 0.39989 | 40.7941
|  | 14.6 | 20 | 40.8616 | 0.5 | 5 | 47.9982 | 0.9 | 1 | 4.187 |  |  | -0.022708 | [11 empty] | -0.00067461 | 0.39998 | 40.7941
|  | 14.7 | 20 | 40.8593 | 0.5 | 5 | 48.0092 | 0.9 | 1 | 4.187 |  |  | -0.022006 | [11 empty] | -0.0006519 | 0.40008 | 40.7941
|  | 14.8 | 20 | 40.8571 | 0.5 | 5 | 48.02 | 0.9 | 1 | 4.187 |  |  | -0.021323 | [11 empty] | -0.00062989 | 0.40017 | 40.7941
|  | 14.9 | 20 | 40.855 | 0.5 | 5 | 48.0305 | 0.9 | 1 | 4.187 |  |  | -0.020658 | [11 empty] | -0.00060857 | 0.40025 | 40.7941
|  | 15 | 20 | 40.8529 | 0.5 | 5 | 48.0407 | 0.9 | 1 | 4.187 |  |  | -0.02001 | [11 empty] | -0.00058791 | 0.40034 | 40.7941
|  | 15.1 | 20 | 40.8509 | 0.5 | 5 | 48.0508 | 0.9 | 1 | 4.187 |  |  | -0.01938 | [11 empty] | -0.0005679 | 0.40042 | 40.7941
|  | 15.2 | 20 | 40.849 | 0.5 | 5 | 48.0605 | 0.9 | 1 | 4.187 |  |  | -0.018766 | [11 empty] | -0.00054852 | 0.4005 | 40.7941
|  | 15.3 | 20 | 40.8471 | 0.5 | 5 | 48.07 | 0.9 | 1 | 4.187 |  |  | -0.018169 | [11 empty] | -0.00052976 | 0.40058 | 40.7941
|  | 15.4 | 20 | 40.8453 | 0.5 | 5 | 48.0793 | 0.9 | 1 | 4.187 |  |  | -0.017589 | [11 empty] | -0.00051159 | 0.40066 | 40.7941
|  | 15.5 | 20 | 40.8435 | 0.5 | 5 | 48.0883 | 0.9 | 1 | 4.187 |  |  | -0.017025 | [11 empty] | -0.000494 | 0.40074 | 40.7941
|  | 15.6 | 20 | 40.8418 | 0.5 | 5 | 48.0971 | 0.9 | 1 | 4.187 |  |  | -0.016476 | [11 empty] | -0.00047698 | 0.40081 | 40.7941
|  | 15.7 | 20 | 40.8402 | 0.5 | 5 | 48.1057 | 0.9 | 1 | 4.187 |  |  | -0.015943 | [11 empty] | -0.0004605 | 0.40088 | 40.7941
|  | 15.8 | 20 | 40.8386 | 0.5 | 5 | 48.114 | 0.9 | 1 | 4.187 |  |  | -0.015426 | [11 empty] | -0.00044456 | 0.40095 | 40.7941
|  | 15.9 | 20 | 40.837 | 0.5 | 5 | 48.1221 | 0.9 | 1 | 4.187 |  |  | -0.014923 | [11 empty] | -0.00042913 | 0.40102 | 40.7941
|  | 16 | 20 | 40.8355 | 0.5 | 5 | 48.13 | 0.9 | 1 | 4.187 |  |  | -0.014434 | [11 empty] | -0.00041421 | 0.40108 | 40.7941
|  | 16.1 | 20 | 40.8341 | 0.5 | 5 | 48.1377 | 0.9 | 1 | 4.187 |  |  | -0.01396 | [11 empty] | -0.00039977 | 0.40115 | 40.7941
|  | 16.2 | 20 | 40.8327 | 0.5 | 5 | 48.1452 | 0.9 | 1 | 4.187 |  |  | -0.0135 | [11 empty] | -0.00038581 | 0.40121 | 40.7941
|  | 16.3 | 20 | 40.8314 | 0.5 | 5 | 48.1524 | 0.9 | 1 | 4.187 |  |  | -0.013054 | [11 empty] | -0.00037231 | 0.40127 | 40.7941
|  | 16.4 | 20 | 40.8301 | 0.5 | 5 | 48.1594 | 0.9 | 1 | 4.187 |  |  | -0.012621 | [11 empty] | -0.00035926 | 0.40133 | 40.7941
|  | 16.5 | 20 | 40.8288 | 0.5 | 5 | 48.1663 | 0.9 | 1 | 4.187 |  |  | -0.012201 | [11 empty] | -0.00034664 | 0.40139 | 40.7941
|  | 16.6 | 20 | 40.8276 | 0.5 | 5 | 48.1729 | 0.9 | 1 | 4.187 |  |  | -0.011794 | [11 empty] | -0.00033444 | 0.40144 | 40.7941
|  | 16.7 | 20 | 40.8264 | 0.5 | 5 | 48.1793 | 0.9 | 1 | 4.187 |  |  | -0.011399 | [11 empty] | -0.00032264 | 0.40149 | 40.7941
|  | 16.8 | 20 | 40.8252 | 0.5 | 5 | 48.1856 | 0.9 | 1 | 4.187 |  |  | -0.011016 | [11 empty] | -0.00031124 | 0.40155 | 40.7941
|  | 16.9 | 20 | 40.8241 | 0.5 | 5 | 48.1917 | 0.9 | 1 | 4.187 |  |  | -0.010645 | [11 empty] | -0.00030023 | 0.4016 | 40.7941
|  | 17 | 20 | 40.8231 | 0.5 | 5 | 48.1976 | 0.9 | 1 | 4.187 |  |  | -0.010285 | [11 empty] | -0.00028958 | 0.40165 | 40.7941
|  | 17.1 | 20 | 40.8221 | 0.5 | 5 | 48.2033 | 0.9 | 1 | 4.187 |  |  | -0.0099365 | [11 empty] | -0.0002793 | 0.40169 | 40.7941
|  | 17.2 | 20 | 40.8211 | 0.5 | 5 | 48.2088 | 0.9 | 1 | 4.187 |  |  | -0.0095989 | [11 empty] | -0.00026936 | 0.40174 | 40.7941
|  | 17.3 | 20 | 40.8201 | 0.5 | 5 | 48.2142 | 0.9 | 1 | 4.187 |  |  | -0.009272 | [11 empty] | -0.00025976 | 0.40178 | 40.7941
|  | 17.4 | 20 | 40.8192 | 0.5 | 5 | 48.2194 | 0.9 | 1 | 4.187 |  |  | -0.0089553 | [11 empty] | -0.00025049 | 0.40183 | 40.7941
|  | 17.5 | 20 | 40.8183 | 0.5 | 5 | 48.2244 | 0.9 | 1 | 4.187 |  |  | -0.0086487 | [11 empty] | -0.00024154 | 0.40187 | 40.7941
|  | 17.6 | 20 | 40.8174 | 0.5 | 5 | 48.2293 | 0.9 | 1 | 4.187 |  |  | -0.0083519 | [11 empty] | -0.00023289 | 0.40191 | 40.7941
|  | 17.7 | 20 | 40.8166 | 0.5 | 5 | 48.2341 | 0.9 | 1 | 4.187 |  |  | -0.0080645 | [11 empty] | -0.00022454 | 0.40195 | 40.7941
|  | 17.8 | 20 | 40.8158 | 0.5 | 5 | 48.2387 | 0.9 | 1 | 4.187 |  |  | -0.0077864 | [11 empty] | -0.00021647 | 0.40199 | 40.7941
|  | 17.9 | 20 | 40.815 | 0.5 | 5 | 48.2431 | 0.9 | 1 | 4.187 |  |  | -0.0075173 | [11 empty] | -0.00020868 | 0.40203 | 40.7941
|  | 18 | 20 | 40.8142 | 0.5 | 5 | 48.2474 | 0.9 | 1 | 4.187 |  |  | -0.0072568 | [11 empty] | -0.00020117 | 0.40206 | 40.7941
|  | 18.1 | 20 | 40.8135 | 0.5 | 5 | 48.2516 | 0.9 | 1 | 4.187 |  |  | -0.0070048 | [11 empty] | -0.00019391 | 0.4021 | 40.7941
|  | 18.2 | 20 | 40.8128 | 0.5 | 5 | 48.2556 | 0.9 | 1 | 4.187 |  |  | -0.0067611 | [11 empty] | -0.00018691 | 0.40213 | 40.7941
|  | 18.3 | 20 | 40.8121 | 0.5 | 5 | 48.2596 | 0.9 | 1 | 4.187 |  |  | -0.0065253 | [11 empty] | -0.00018014 | 0.40216 | 40.7941
|  | 18.4 | 20 | 40.8115 | 0.5 | 5 | 48.2633 | 0.9 | 1 | 4.187 |  |  | -0.0062973 | [11 empty] | -0.00017362 | 0.40219 | 40.7941
|  | 18.5 | 20 | 40.8109 | 0.5 | 5 | 48.267 | 0.9 | 1 | 4.187 |  |  | -0.0060768 | [11 empty] | -0.00016732 | 0.40223 | 40.7941
|  | 18.6 | 20 | 40.8102 | 0.5 | 5 | 48.2706 | 0.9 | 1 | 4.187 |  |  | -0.0058636 | [11 empty] | -0.00016124 | 0.40225 | 40.7941
|  | 18.7 | 20 | 40.8097 | 0.5 | 5 | 48.274 | 0.9 | 1 | 4.187 |  |  | -0.0056575 | [11 empty] | -0.00015538 | 0.40228 | 40.7941
|  | 18.8 | 20 | 40.8091 | 0.5 | 5 | 48.2773 | 0.9 | 1 | 4.187 |  |  | -0.0054583 | [11 empty] | -0.00014972 | 0.40231 | 40.7941
|  | 18.9 | 20 | 40.8086 | 0.5 | 5 | 48.2805 | 0.9 | 1 | 4.187 |  |  | -0.0052657 | [11 empty] | -0.00014427 | 0.40234 | 40.7941
|  | 19 | 20 | 40.808 | 0.5 | 5 | 48.2836 | 0.9 | 1 | 4.187 |  |  | -0.0050796 | [11 empty] | -0.000139 | 0.40236 | 40.7941
|  | 19.1 | 20 | 40.8075 | 0.5 | 5 | 48.2866 | 0.9 | 1 | 4.187 |  |  | -0.0048997 | [11 empty] | -0.00013392 | 0.40239 | 40.7941
|  | 19.2 | 20 | 40.807 | 0.5 | 5 | 48.2895 | 0.9 | 1 | 4.187 |  |  | -0.0047259 | [11 empty] | -0.00012902 | 0.40241 | 40.7941
|  | 19.3 | 20 | 40.8066 | 0.5 | 5 | 48.2923 | 0.9 | 1 | 4.187 |  |  | -0.0045579 | [11 empty] | -0.00012429 | 0.40244 | 40.7941
|  | 19.4 | 20 | 40.8061 | 0.5 | 5 | 48.295 | 0.9 | 1 | 4.187 |  |  | -0.0043957 | [11 empty] | -0.00011974 | 0.40246 | 40.7941
|  | 19.5 | 20 | 40.8057 | 0.5 | 5 | 48.2977 | 0.9 | 1 | 4.187 |  |  | -0.004239 | [11 empty] | -0.00011534 | 0.40248 | 40.7941
|  | 19.6 | 20 | 40.8052 | 0.5 | 5 | 48.3002 | 0.9 | 1 | 4.187 |  |  | -0.0040876 | [11 empty] | -0.0001111 | 0.4025 | 40.7941
|  | 19.7 | 20 | 40.8048 | 0.5 | 5 | 48.3027 | 0.9 | 1 | 4.187 |  |  | -0.0039414 | [11 empty] | -0.00010701 | 0.40252 | 40.7941
|  | 19.8 | 20 | 40.8044 | 0.5 | 5 | 48.305 | 0.9 | 1 | 4.187 |  |  | -0.0038002 | [11 empty] | -0.00010307 | 0.40254 | 40.7941
|  | 19.9 | 20 | 40.8041 | 0.5 | 5 | 48.3073 | 0.9 | 1 | 4.187 |  |  | -0.0036639 | [11 empty] | -9.9272e-05 | 0.40256 | 40.7941
|  | 20 | 20 | 40.8037 | 0.5 | 5 | 48.3095 | 0.9 | 1 | 4.187 |  |  | -0.0035322 | [11 empty] | -9.5609e-05 | 0.40258 | 40.7941
|  | 20.1 | 20 | 40.8033 | 0.5 | 5 | 48.3117 | 0.9 | 1 | 4.187 |  |  | -0.0034051 | [11 empty] | -9.2076e-05 | 0.4026 | 40.7941
|  | 20.2 | 20 | 40.803 | 0.5 | 5 | 48.3137 | 0.9 | 1 | 4.187 |  |  | -0.0032824 | [11 empty] | -8.8671e-05 | 0.40261 | 40.7941
|  | 20.3 | 20 | 40.8027 | 0.5 | 5 | 48.3157 | 0.9 | 1 | 4.187 |  |  | -0.0031639 | [11 empty] | -8.5389e-05 | 0.40263 | 40.7941
|  | 20.4 | 20 | 40.8023 | 0.5 | 5 | 48.3176 | 0.9 | 1 | 4.187 |  |  | -0.0030496 | [11 empty] | -8.2225e-05 | 0.40265 | 40.7941
|  | 20.5 | 20 | 40.802 | 0.5 | 5 | 48.3195 | 0.9 | 1 | 4.187 |  |  | -0.0029392 | [11 empty] | -7.9175e-05 | 0.40266 | 40.7941
|  | 20.6 | 20 | 40.8017 | 0.5 | 5 | 48.3213 | 0.9 | 1 | 4.187 |  |  | -0.0028327 | [11 empty] | -7.6236e-05 | 0.40268 | 40.7941
|  | 20.7 | 20 | 40.8015 | 0.5 | 5 | 48.323 | 0.9 | 1 | 4.187 |  |  | -0.0027299 | [11 empty] | -7.3403e-05 | 0.40269 | 40.7941
|  | 20.8 | 20 | 40.8012 | 0.5 | 5 | 48.3247 | 0.9 | 1 | 4.187 |  |  | -0.0026307 | [11 empty] | -7.0674e-05 | 0.40271 | 40.7941
|  | 20.9 | 20 | 40.8009 | 0.5 | 5 | 48.3263 | 0.9 | 1 | 4.187 |  |  | -0.002535 | [11 empty] | -6.8043e-05 | 0.40272 | 40.7941
|  | 21 | 20 | 40.8007 | 0.5 | 5 | 48.3279 | 0.9 | 1 | 4.187 |  |  | -0.0024427 | [11 empty] | -6.5508e-05 | 0.40273 | 40.7941
|  | 21.1 | 20 | 40.8004 | 0.5 | 5 | 48.3294 | 0.9 | 1 | 4.187 |  |  | -0.0023536 | [11 empty] | -6.3065e-05 | 0.40274 | 40.7941
|  | 21.2 | 20 | 40.8002 | 0.5 | 5 | 48.3308 | 0.9 | 1 | 4.187 |  |  | -0.0022677 | [11 empty] | -6.0711e-05 | 0.40276 | 40.7941
|  | 21.3 | 20 | 40.8 | 0.5 | 5 | 48.3322 | 0.9 | 1 | 4.187 |  |  | -0.0021848 | [11 empty] | -5.8444e-05 | 0.40277 | 40.7941
|  | 21.4 | 20 | 40.7998 | 0.5 | 5 | 48.3336 | 0.9 | 1 | 4.187 |  |  | -0.0021048 | [11 empty] | -5.6259e-05 | 0.40278 | 40.7941
|  | 21.5 | 20 | 40.7995 | 0.5 | 5 | 48.3349 | 0.9 | 1 | 4.187 |  |  | -0.0020277 | [11 empty] | -5.4154e-05 | 0.40279 | 40.7941
|  | 21.6 | 20 | 40.7993 | 0.5 | 5 | 48.3361 | 0.9 | 1 | 4.187 |  |  | -0.0019533 | [11 empty] | -5.2126e-05 | 0.4028 | 40.7941
|  | 21.7 | 20 | 40.7991 | 0.5 | 5 | 48.3373 | 0.9 | 1 | 4.187 |  |  | -0.0018816 | [11 empty] | -5.0173e-05 | 0.40281 | 40.7941
|  | 21.8 | 20 | 40.799 | 0.5 | 5 | 48.3385 | 0.9 | 1 | 4.187 |  |  | -0.0018124 | [11 empty] | -4.8292e-05 | 0.40282 | 40.7941
|  | 21.9 | 20 | 40.7988 | 0.5 | 5 | 48.3396 | 0.9 | 1 | 4.187 |  |  | -0.0017457 | [11 empty] | -4.6479e-05 | 0.40283 | 40.7941
|  | 22 | 20 | 40.7986 | 0.5 | 5 | 48.3407 | 0.9 | 1 | 4.187 |  |  | -0.0016814 | [11 empty] | -4.4733e-05 | 0.40284 | 40.7941
|  | 22.1 | 20 | 40.7984 | 0.5 | 5 | 48.3418 | 0.9 | 1 | 4.187 |  |  | -0.0016194 | [11 empty] | -4.3052e-05 | 0.40285 | 40.7941
|  | 22.2 | 20 | 40.7983 | 0.5 | 5 | 48.3428 | 0.9 | 1 | 4.187 |  |  | -0.0015596 | [11 empty] | -4.1433e-05 | 0.40286 | 40.7941
|  | 22.3 | 20 | 40.7981 | 0.5 | 5 | 48.3438 | 0.9 | 1 | 4.187 |  |  | -0.001502 | [11 empty] | -3.9873e-05 | 0.40286 | 40.7941
|  | 22.4 | 20 | 40.798 | 0.5 | 5 | 48.3447 | 0.9 | 1 | 4.187 |  |  | -0.0014464 | [11 empty] | -3.8371e-05 | 0.40287 | 40.7941
|  | 22.5 | 20 | 40.7978 | 0.5 | 5 | 48.3456 | 0.9 | 1 | 4.187 |  |  | -0.0013928 | [11 empty] | -3.6925e-05 | 0.40288 | 40.7941
|  | 22.6 | 20 | 40.7977 | 0.5 | 5 | 48.3465 | 0.9 | 1 | 4.187 |  |  | -0.0013412 | [11 empty] | -3.5532e-05 | 0.40289 | 40.7941
|  | 22.7 | 20 | 40.7975 | 0.5 | 5 | 48.3474 | 0.9 | 1 | 4.187 |  |  | -0.0012915 | [11 empty] | -3.4191e-05 | 0.40289 | 40.7941
|  | 22.8 | 20 | 40.7974 | 0.5 | 5 | 48.3482 | 0.9 | 1 | 4.187 |  |  | -0.0012435 | [11 empty] | -3.2899e-05 | 0.4029 | 40.7941
|  | 22.9 | 20 | 40.7973 | 0.5 | 5 | 48.349 | 0.9 | 1 | 4.187 |  |  | -0.0011973 | [11 empty] | -3.1656e-05 | 0.40291 | 40.7941
|  | 23 | 20 | 40.7972 | 0.5 | 5 | 48.3497 | 0.9 | 1 | 4.187 |  |  | -0.0011527 | [11 empty] | -3.0458e-05 | 0.40291 | 40.7941
|  | 23.1 | 20 | 40.7971 | 0.5 | 5 | 48.3504 | 0.9 | 1 | 4.187 |  |  | -0.0011098 | [11 empty] | -2.9306e-05 | 0.40292 | 40.7941
|  | 23.2 | 20 | 40.7969 | 0.5 | 5 | 48.3511 | 0.9 | 1 | 4.187 |  |  | -0.0010685 | [11 empty] | -2.8196e-05 | 0.40293 | 40.7941
|  | 23.3 | 20 | 40.7968 | 0.5 | 5 | 48.3518 | 0.9 | 1 | 4.187 |  |  | -0.0010286 | [11 empty] | -2.7127e-05 | 0.40293 | 40.7941
|  | 23.4 | 20 | 40.7967 | 0.5 | 5 | 48.3525 | 0.9 | 1 | 4.187 |  |  | -0.00099022 | [11 empty] | -2.6099e-05 | 0.40294 | 40.7941
|  | 23.5 | 20 | 40.7966 | 0.5 | 5 | 48.3531 | 0.9 | 1 | 4.187 |  |  | -0.00095322 | [11 empty] | -2.5109e-05 | 0.40294 | 40.7941
|  | 23.6 | 20 | 40.7965 | 0.5 | 5 | 48.3537 | 0.9 | 1 | 4.187 |  |  | -0.00091758 | [11 empty] | -2.4155e-05 | 0.40295 | 40.7941
|  | 23.7 | 20 | 40.7964 | 0.5 | 5 | 48.3543 | 0.9 | 1 | 4.187 |  |  | -0.00088324 | [11 empty] | -2.3238e-05 | 0.40295 | 40.7941
|  | 23.8 | 20 | 40.7964 | 0.5 | 5 | 48.3549 | 0.9 | 1 | 4.187 |  |  | -0.00085016 | [11 empty] | -2.2355e-05 | 0.40296 | 40.7941
|  | 23.9 | 20 | 40.7963 | 0.5 | 5 | 48.3554 | 0.9 | 1 | 4.187 |  |  | -0.0008183 | [11 empty] | -2.1504e-05 | 0.40296 | 40.7941
|  | 24 | 20 | 40.7962 | 0.5 | 5 | 48.3559 | 0.9 | 1 | 4.187 |  |  | -0.0007876 | [11 empty] | -2.0686e-05 | 0.40297 | 40.7941
|  | 24.1 | 20 | 40.7961 | 0.5 | 5 | 48.3564 | 0.9 | 1 | 4.187 |  |  | -0.00075803 | [11 empty] | -1.9898e-05 | 0.40297 | 40.7941
|  | 24.2 | 20 | 40.796 | 0.5 | 5 | 48.3569 | 0.9 | 1 | 4.187 |  |  | -0.00072956 | [11 empty] | -1.914e-05 | 0.40297 | 40.7941
|  | 24.3 | 20 | 40.796 | 0.5 | 5 | 48.3574 | 0.9 | 1 | 4.187 |  |  | -0.00070213 | [11 empty] | -1.8411e-05 | 0.40298 | 40.7941
|  | 24.4 | 20 | 40.7959 | 0.5 | 5 | 48.3578 | 0.9 | 1 | 4.187 |  |  | -0.00067571 | [11 empty] | -1.7709e-05 | 0.40298 | 40.7941
|  | 24.5 | 20 | 40.7958 | 0.5 | 5 | 48.3583 | 0.9 | 1 | 4.187 |  |  | -0.00065027 | [11 empty] | -1.7033e-05 | 0.40299 | 40.7941
|  | 24.6 | 20 | 40.7958 | 0.5 | 5 | 48.3587 | 0.9 | 1 | 4.187 |  |  | -0.00062577 | [11 empty] | -1.6383e-05 | 0.40299 | 40.7941
|  | 24.7 | 20 | 40.7957 | 0.5 | 5 | 48.3591 | 0.9 | 1 | 4.187 |  |  | -0.00060218 | [11 empty] | -1.5757e-05 | 0.40299 | 40.7941
|  | 24.8 | 20 | 40.7956 | 0.5 | 5 | 48.3595 | 0.9 | 1 | 4.187 |  |  | -0.00057946 | [11 empty] | -1.5155e-05 | 0.403 | 40.7941
|  | 24.9 | 20 | 40.7956 | 0.5 | 5 | 48.3599 | 0.9 | 1 | 4.187 |  |  | -0.00055758 | [11 empty] | -1.4575e-05 | 0.403 | 40.7941
|  | 25 | 20 | 40.7955 | 0.5 | 5 | 48.3602 | 0.9 | 1 | 4.187 |  |  | -0.00053652 | [11 empty] | -1.4018e-05 | 0.403 | 40.7941
|  | 25.1 | 20 | 40.7955 | 0.5 | 5 | 48.3606 | 0.9 | 1 | 4.187 |  |  | -0.00051623 | [11 empty] | -1.3481e-05 | 0.403 | 40.7941
|  | 25.2 | 20 | 40.7954 | 0.5 | 5 | 48.3609 | 0.9 | 1 | 4.187 |  |  | -0.00049671 | [11 empty] | -1.2965e-05 | 0.40301 | 40.7941
|  | 25.3 | 20 | 40.7954 | 0.5 | 5 | 48.3612 | 0.9 | 1 | 4.187 |  |  | -0.0004779 | [11 empty] | -1.2468e-05 | 0.40301 | 40.7941
|  | 25.4 | 20 | 40.7953 | 0.5 | 5 | 48.3615 | 0.9 | 1 | 4.187 |  |  | -0.0004598 | [11 empty] | -1.199e-05 | 0.40301 | 40.7941
|  | 25.5 | 20 | 40.7953 | 0.5 | 5 | 48.3618 | 0.9 | 1 | 4.187 |  |  | -0.00044237 | [11 empty] | -1.1531e-05 | 0.40302 | 40.7941
|  | 25.6 | 20 | 40.7952 | 0.5 | 5 | 48.3621 | 0.9 | 1 | 4.187 |  |  | -0.0004256 | [11 empty] | -1.1088e-05 | 0.40302 | 40.7941
|  | 25.7 | 20 | 40.7952 | 0.5 | 5 | 48.3624 | 0.9 | 1 | 4.187 |  |  | -0.00040945 | [11 empty] | -1.0663e-05 | 0.40302 | 40.7941
|  | 25.8 | 20 | 40.7951 | 0.5 | 5 | 48.3627 | 0.9 | 1 | 4.187 |  |  | -0.0003939 | [11 empty] | -1.0253e-05 | 0.40302 | 40.7941
|  | 25.9 | 20 | 40.7951 | 0.5 | 5 | 48.3629 | 0.9 | 1 | 4.187 |  |  | -0.00037893 | [11 empty] | -9.8593e-06 | 0.40302 | 40.7941
|  | 26 | 20 | 40.7951 | 0.5 | 5 | 48.3632 | 0.9 | 1 | 4.187 |  |  | -0.00036453 | [11 empty] | -9.4804e-06 | 0.40303 | 40.7941
|  | 26.1 | 20 | 40.795 | 0.5 | 5 | 48.3634 | 0.9 | 1 | 4.187 |  |  | -0.00035066 | [11 empty] | -9.1158e-06 | 0.40303 | 40.7941
|  | 26.2 | 20 | 40.795 | 0.5 | 5 | 48.3636 | 0.9 | 1 | 4.187 |  |  | -0.00033732 | [11 empty] | -8.7652e-06 | 0.40303 | 40.7941
|  | 26.3 | 20 | 40.795 | 0.5 | 5 | 48.3639 | 0.9 | 1 | 4.187 |  |  | -0.00032447 | [11 empty] | -8.4278e-06 | 0.40303 | 40.7941
|  | 26.4 | 20 | 40.7949 | 0.5 | 5 | 48.3641 | 0.9 | 1 | 4.187 |  |  | -0.00031211 | [11 empty] | -8.1034e-06 | 0.40303 | 40.7941
|  | 26.5 | 20 | 40.7949 | 0.5 | 5 | 48.3643 | 0.9 | 1 | 4.187 |  |  | -0.00030021 | [11 empty] | -7.7913e-06 | 0.40304 | 40.7941
|  | 26.6 | 20 | 40.7949 | 0.5 | 5 | 48.3645 | 0.9 | 1 | 4.187 |  |  | -0.00028876 | [11 empty] | -7.491e-06 | 0.40304 | 40.7941
|  | 26.7 | 20 | 40.7948 | 0.5 | 5 | 48.3647 | 0.9 | 1 | 4.187 |  |  | -0.00027774 | [11 empty] | -7.2023e-06 | 0.40304 | 40.7941
|  | 26.8 | 20 | 40.7948 | 0.5 | 5 | 48.3648 | 0.9 | 1 | 4.187 |  |  | -0.00026714 | [11 empty] | -6.9245e-06 | 0.40304 | 40.7941
|  | 26.9 | 20 | 40.7948 | 0.5 | 5 | 48.365 | 0.9 | 1 | 4.187 |  |  | -0.00025693 | [11 empty] | -6.6574e-06 | 0.40304 | 40.7941
|  | 27 | 20 | 40.7948 | 0.5 | 5 | 48.3652 | 0.9 | 1 | 4.187 |  |  | -0.00024711 | [11 empty] | -6.4005e-06 | 0.40304 | 40.7941
|  | 27.1 | 20 | 40.7947 | 0.5 | 5 | 48.3653 | 0.9 | 1 | 4.187 |  |  | -0.00023766 | [11 empty] | -6.1534e-06 | 0.40304 | 40.7941
|  | 27.2 | 20 | 40.7947 | 0.5 | 5 | 48.3655 | 0.9 | 1 | 4.187 |  |  | -0.00022857 | [11 empty] | -5.9157e-06 | 0.40305 | 40.7941
|  | 27.3 | 20 | 40.7947 | 0.5 | 5 | 48.3657 | 0.9 | 1 | 4.187 |  |  | -0.00021982 | [11 empty] | -5.6871e-06 | 0.40305 | 40.7941
|  | 27.4 | 20 | 40.7947 | 0.5 | 5 | 48.3658 | 0.9 | 1 | 4.187 |  |  | -0.0002114 | [11 empty] | -5.4673e-06 | 0.40305 | 40.7941
|  | 27.5 | 20 | 40.7947 | 0.5 | 5 | 48.3659 | 0.9 | 1 | 4.187 |  |  | -0.0002033 | [11 empty] | -5.2559e-06 | 0.40305 | 40.7941
|  | 27.6 | 20 | 40.7946 | 0.5 | 5 | 48.3661 | 0.9 | 1 | 4.187 |  |  | -0.0001955 | [11 empty] | -5.0526e-06 | 0.40305 | 40.7941
|  | 27.7 | 20 | 40.7946 | 0.5 | 5 | 48.3662 | 0.9 | 1 | 4.187 |  |  | -0.00018801 | [11 empty] | -4.8571e-06 | 0.40305 | 40.7941
|  | 27.8 | 20 | 40.7946 | 0.5 | 5 | 48.3663 | 0.9 | 1 | 4.187 |  |  | -0.00018079 | [11 empty] | -4.6691e-06 | 0.40305 | 40.7941
|  | 27.9 | 20 | 40.7946 | 0.5 | 5 | 48.3664 | 0.9 | 1 | 4.187 |  |  | -0.00017385 | [11 empty] | -4.4883e-06 | 0.40305 | 40.7941
|  | 28 | 20 | 40.7946 | 0.5 | 5 | 48.3666 | 0.9 | 1 | 4.187 |  |  | -0.00016718 | [11 empty] | -4.3145e-06 | 0.40305 | 40.7941
|  | 28.1 | 20 | 40.7945 | 0.5 | 5 | 48.3667 | 0.9 | 1 | 4.187 |  |  | -0.00016075 | [11 empty] | -4.1473e-06 | 0.40306 | 40.7941
|  | 28.2 | 20 | 40.7945 | 0.5 | 5 | 48.3668 | 0.9 | 1 | 4.187 |  |  | -0.00015457 | [11 empty] | -3.9865e-06 | 0.40306 | 40.7941
|  | 28.3 | 20 | 40.7945 | 0.5 | 5 | 48.3669 | 0.9 | 1 | 4.187 |  |  | -0.00014863 | [11 empty] | -3.832e-06 | 0.40306 | 40.7941
|  | 28.4 | 20 | 40.7945 | 0.5 | 5 | 48.367 | 0.9 | 1 | 4.187 |  |  | -0.00014291 | [11 empty] | -3.6833e-06 | 0.40306 | 40.7941
|  | 28.5 | 20 | 40.7945 | 0.5 | 5 | 48.3671 | 0.9 | 1 | 4.187 |  |  | -0.00013741 | [11 empty] | -3.5404e-06 | 0.40306 | 40.7941
|  | 28.6 | 20 | 40.7945 | 0.5 | 5 | 48.3672 | 0.9 | 1 | 4.187 |  |  | -0.00013212 | [11 empty] | -3.403e-06 | 0.40306 | 40.7941
|  | 28.7 | 20 | 40.7945 | 0.5 | 5 | 48.3673 | 0.9 | 1 | 4.187 |  |  | -0.00012703 | [11 empty] | -3.2709e-06 | 0.40306 | 40.7941
|  | 28.8 | 20 | 40.7944 | 0.5 | 5 | 48.3673 | 0.9 | 1 | 4.187 |  |  | -0.00012213 | [11 empty] | -3.1439e-06 | 0.40306 | 40.7941
|  | 28.9 | 20 | 40.7944 | 0.5 | 5 | 48.3674 | 0.9 | 1 | 4.187 |  |  | -0.00011743 | [11 empty] | -3.0217e-06 | 0.40306 | 40.7941
|  | 29 | 20 | 40.7944 | 0.5 | 5 | 48.3675 | 0.9 | 1 | 4.187 |  |  | -0.0001129 | [11 empty] | -2.9043e-06 | 0.40306 | 40.7941
|  | 29.1 | 20 | 40.7944 | 0.5 | 5 | 48.3676 | 0.9 | 1 | 4.187 |  |  | -0.00010854 | [11 empty] | -2.7914e-06 | 0.40306 | 40.7941
|  | 29.2 | 20 | 40.7944 | 0.5 | 5 | 48.3676 | 0.9 | 1 | 4.187 |  |  | -0.00010435 | [11 empty] | -2.6829e-06 | 0.40306 | 40.7941
|  | 29.3 | 20 | 40.7944 | 0.5 | 5 | 48.3677 | 0.9 | 1 | 4.187 |  |  | -0.00010032 | [11 empty] | -2.5785e-06 | 0.40306 | 40.7941
|  | 29.4 | 20 | 40.7944 | 0.5 | 5 | 48.3678 | 0.9 | 1 | 4.187 |  |  | -9.6448e-05 | [11 empty] | -2.4782e-06 | 0.40306 | 40.7941
|  | 29.5 | 20 | 40.7944 | 0.5 | 5 | 48.3678 | 0.9 | 1 | 4.187 |  |  | -9.2721e-05 | [11 empty] | -2.3818e-06 | 0.40307 | 40.7941
|  | 29.6 | 20 | 40.7944 | 0.5 | 5 | 48.3679 | 0.9 | 1 | 4.187 |  |  | -8.9137e-05 | [11 empty] | -2.289e-06 | 0.40307 | 40.7941
|  | 29.7 | 20 | 40.7943 | 0.5 | 5 | 48.368 | 0.9 | 1 | 4.187 |  |  | -8.569e-05 | [11 empty] | -2.1999e-06 | 0.40307 | 40.7941
|  | 29.8 | 20 | 40.7943 | 0.5 | 5 | 48.368 | 0.9 | 1 | 4.187 |  |  | -8.2375e-05 | [11 empty] | -2.1142e-06 | 0.40307 | 40.7941
|  | 29.9 | 20 | 40.7943 | 0.5 | 5 | 48.3681 | 0.9 | 1 | 4.187 |  |  | -7.9187e-05 | [11 empty] | -2.0318e-06 | 0.40307 | 40.7941
|  | 30 | 20 | 40.7943 | 0.5 | 5 | 48.3681 | 0.9 | 1 | 4.187 |  |  | -7.6122e-05 | [11 empty] | -1.9526e-06 | 0.40307 | 40.7941
|  | 30.1 | 20 | 40.7943 | 0.5 | 5 | 48.3682 | 0.9 | 1 | 4.187 |  |  | -7.3174e-05 | [11 empty] | -1.8765e-06 | 0.40307 | 40.7941
|  | 30.2 | 20 | 40.7943 | 0.5 | 5 | 48.3682 | 0.9 | 1 | 4.187 |  |  | -7.0339e-05 | [11 empty] | -1.8034e-06 | 0.40307 | 40.7941
|  | 30.3 | 20 | 40.7943 | 0.5 | 5 | 48.3683 | 0.9 | 1 | 4.187 |  |  | -6.7613e-05 | [11 empty] | -1.733e-06 | 0.40307 | 40.7941
|  | 30.4 | 20 | 40.7943 | 0.5 | 5 | 48.3683 | 0.9 | 1 | 4.187 |  |  | -6.4992e-05 | [11 empty] | -1.6654e-06 | 0.40307 | 40.7941
|  | 30.5 | 20 | 40.7943 | 0.5 | 5 | 48.3684 | 0.9 | 1 | 4.187 |  |  | -6.2472e-05 | [11 empty] | -1.6004e-06 | 0.40307 | 40.7941
|  | 30.6 | 20 | 40.7943 | 0.5 | 5 | 48.3684 | 0.9 | 1 | 4.187 |  |  | -6.0049e-05 | [11 empty] | -1.5379e-06 | 0.40307 | 40.7941
|  | 30.7 | 20 | 40.7943 | 0.5 | 5 | 48.3684 | 0.9 | 1 | 4.187 |  |  | -5.7719e-05 | [11 empty] | -1.4779e-06 | 0.40307 | 40.7941
|  | 30.8 | 20 | 40.7943 | 0.5 | 5 | 48.3685 | 0.9 | 1 | 4.187 |  |  | -5.5478e-05 | [11 empty] | -1.4202e-06 | 0.40307 | 40.7941
|  | 30.9 | 20 | 40.7943 | 0.5 | 5 | 48.3685 | 0.9 | 1 | 4.187 |  |  | -5.3324e-05 | [11 empty] | -1.3647e-06 | 0.40307 | 40.7941
|  | 31 | 20 | 40.7943 | 0.5 | 5 | 48.3686 | 0.9 | 1 | 4.187 |  |  | -5.1253e-05 | [11 empty] | -1.3114e-06 | 0.40307 | 40.7941
|  | 31.1 | 20 | 40.7943 | 0.5 | 5 | 48.3686 | 0.9 | 1 | 4.187 |  |  | -4.9262e-05 | [11 empty] | -1.2601e-06 | 0.40307 | 40.7941
|  | 31.2 | 20 | 40.7942 | 0.5 | 5 | 48.3686 | 0.9 | 1 | 4.187 |  |  | -4.7347e-05 | [11 empty] | -1.2108e-06 | 0.40307 | 40.7941
|  | 31.3 | 20 | 40.7942 | 0.5 | 5 | 48.3687 | 0.9 | 1 | 4.187 |  |  | -4.5507e-05 | [11 empty] | -1.1635e-06 | 0.40307 | 40.7941
|  | 31.4 | 20 | 40.7942 | 0.5 | 5 | 48.3687 | 0.9 | 1 | 4.187 |  |  | -4.3737e-05 | [11 empty] | -1.118e-06 | 0.40307 | 40.7941
|  | 31.5 | 20 | 40.7942 | 0.5 | 5 | 48.3687 | 0.9 | 1 | 4.187 |  |  | -4.2036e-05 | [11 empty] | -1.0743e-06 | 0.40307 | 40.7941
|  | 31.6 | 20 | 40.7942 | 0.5 | 5 | 48.3687 | 0.9 | 1 | 4.187 |  |  | -4.04e-05 | [11 empty] | -1.0322e-06 | 0.40307 | 40.7941
|  | 31.7 | 20 | 40.7942 | 0.5 | 5 | 48.3688 | 0.9 | 1 | 4.187 |  |  | -3.8828e-05 | [11 empty] | -9.9182e-07 | 0.40307 | 40.7941
|  | 31.8 | 20 | 40.7942 | 0.5 | 5 | 48.3688 | 0.9 | 1 | 4.187 |  |  | -3.7316e-05 | [11 empty] | -9.5299e-07 | 0.40307 | 40.7941
|  | 31.9 | 20 | 40.7942 | 0.5 | 5 | 48.3688 | 0.9 | 1 | 4.187 |  |  | -3.5863e-05 | [11 empty] | -9.1568e-07 | 0.40307 | 40.7941
|  | 32 | 20 | 40.7942 | 0.5 | 5 | 48.3688 | 0.9 | 1 | 4.187 |  |  | -3.4466e-05 | [11 empty] | -8.7982e-07 | 0.40307 | 40.7941
|  | 32.1 | 20 | 40.7942 | 0.5 | 5 | 48.3689 | 0.9 | 1 | 4.187 |  |  | -3.3123e-05 | [11 empty] | -8.4535e-07 | 0.40307 | 40.7941
|  | 32.2 | 20 | 40.7942 | 0.5 | 5 | 48.3689 | 0.9 | 1 | 4.187 |  |  | -3.1832e-05 | [11 empty] | -8.1223e-07 | 0.40307 | 40.7941
|  | 32.3 | 20 | 40.7942 | 0.5 | 5 | 48.3689 | 0.9 | 1 | 4.187 |  |  | -3.0591e-05 | [11 empty] | -7.804e-07 | 0.40307 | 40.7941
|  | 32.4 | 20 | 40.7942 | 0.5 | 5 | 48.3689 | 0.9 | 1 | 4.187 |  |  | -2.9398e-05 | [11 empty] | -7.498e-07 | 0.40307 | 40.7941
|  | 32.5 | 20 | 40.7942 | 0.5 | 5 | 48.369 | 0.9 | 1 | 4.187 |  |  | -2.8251e-05 | [11 empty] | -7.2041e-07 | 0.40307 | 40.7941
|  | 32.6 | 20 | 40.7942 | 0.5 | 5 | 48.369 | 0.9 | 1 | 4.187 |  |  | -2.7149e-05 | [11 empty] | -6.9216e-07 | 0.40307 | 40.7941
|  | 32.7 | 20 | 40.7942 | 0.5 | 5 | 48.369 | 0.9 | 1 | 4.187 |  |  | -2.6089e-05 | [11 empty] | -6.6501e-07 | 0.40307 | 40.7941
|  | 32.8 | 20 | 40.7942 | 0.5 | 5 | 48.369 | 0.9 | 1 | 4.187 |  |  | -2.5071e-05 | [11 empty] | -6.3892e-07 | 0.40308 | 40.7941
|  | 32.9 | 20 | 40.7942 | 0.5 | 5 | 48.369 | 0.9 | 1 | 4.187 |  |  | -2.4092e-05 | [11 empty] | -6.1385e-07 | 0.40308 | 40.7941
|  | 33 | 20 | 40.7942 | 0.5 | 5 | 48.369 | 0.9 | 1 | 4.187 |  |  | -2.3151e-05 | [11 empty] | -5.8976e-07 | 0.40308 | 40.7941
|  | 33.1 | 20 | 40.7942 | 0.5 | 5 | 48.3691 | 0.9 | 1 | 4.187 |  |  | -2.2246e-05 | [11 empty] | -5.666e-07 | 0.40308 | 40.7941
|  | 33.2 | 20 | 40.7942 | 0.5 | 5 | 48.3691 | 0.9 | 1 | 4.187 |  |  | -2.1377e-05 | [11 empty] | -5.4436e-07 | 0.40308 | 40.7941
|  | 33.3 | 20 | 40.7942 | 0.5 | 5 | 48.3691 | 0.9 | 1 | 4.187 |  |  | -2.0541e-05 | [11 empty] | -5.2298e-07 | 0.40308 | 40.7941
|  | 33.4 | 20 | 40.7942 | 0.5 | 5 | 48.3691 | 0.9 | 1 | 4.187 |  |  | -1.9738e-05 | [11 empty] | -5.0244e-07 | 0.40308 | 40.7941
|  | 33.5 | 20 | 40.7942 | 0.5 | 5 | 48.3691 | 0.9 | 1 | 4.187 |  |  | -1.8966e-05 | [11 empty] | -4.827e-07 | 0.40308 | 40.7941
|  | 33.6 | 20 | 40.7942 | 0.5 | 5 | 48.3691 | 0.9 | 1 | 4.187 |  |  | -1.8225e-05 | [11 empty] | -4.6373e-07 | 0.40308 | 40.7941
|  | 33.7 | 20 | 40.7942 | 0.5 | 5 | 48.3691 | 0.9 | 1 | 4.187 |  |  | -1.7512e-05 | [11 empty] | -4.4551e-07 | 0.40308 | 40.7941
|  | 33.8 | 20 | 40.7942 | 0.5 | 5 | 48.3692 | 0.9 | 1 | 4.187 |  |  | -1.6826e-05 | [11 empty] | -4.28e-07 | 0.40308 | 40.7941
|  | 33.9 | 20 | 40.7942 | 0.5 | 5 | 48.3692 | 0.9 | 1 | 4.187 |  |  | -1.6168e-05 | [11 empty] | -4.1117e-07 | 0.40308 | 40.7941
|  | 34 | 20 | 40.7942 | 0.5 | 5 | 48.3692 | 0.9 | 1 | 4.187 |  |  | -1.5535e-05 | [11 empty] | -3.95e-07 | 0.40308 | 40.7941
|  | 34.1 | 20 | 40.7942 | 0.5 | 5 | 48.3692 | 0.9 | 1 | 4.187 |  |  | -1.4926e-05 | [11 empty] | -3.7947e-07 | 0.40308 | 40.7941
|  | 34.2 | 20 | 40.7942 | 0.5 | 5 | 48.3692 | 0.9 | 1 | 4.187 |  |  | -1.4342e-05 | [11 empty] | -3.6454e-07 | 0.40308 | 40.7941
|  | 34.3 | 20 | 40.7942 | 0.5 | 5 | 48.3692 | 0.9 | 1 | 4.187 |  |  | -1.378e-05 | [11 empty] | -3.502e-07 | 0.40308 | 40.7941
|  | 34.4 | 20 | 40.7942 | 0.5 | 5 | 48.3692 | 0.9 | 1 | 4.187 |  |  | -1.324e-05 | [11 empty] | -3.3642e-07 | 0.40308 | 40.7941
|  | 34.5 | 20 | 40.7942 | 0.5 | 5 | 48.3692 | 0.9 | 1 | 4.187 |  |  | -1.2721e-05 | [11 empty] | -3.2318e-07 | 0.40308 | 40.7941
|  | 34.6 | 20 | 40.7942 | 0.5 | 5 | 48.3692 | 0.9 | 1 | 4.187 |  |  | -1.2222e-05 | [11 empty] | -3.1046e-07 | 0.40308 | 40.7941
|  | 34.7 | 20 | 40.7942 | 0.5 | 5 | 48.3692 | 0.9 | 1 | 4.187 |  |  | -1.1743e-05 | [11 empty] | -2.9824e-07 | 0.40308 | 40.7941
|  | 34.8 | 20 | 40.7942 | 0.5 | 5 | 48.3692 | 0.9 | 1 | 4.187 |  |  | -1.1283e-05 | [11 empty] | -2.865e-07 | 0.40308 | 40.7941
|  | 34.9 | 20 | 40.7942 | 0.5 | 5 | 48.3693 | 0.9 | 1 | 4.187 |  |  | -1.084e-05 | [11 empty] | -2.7521e-07 | 0.40308 | 40.7941
|  | 35 | 20 | 40.7942 | 0.5 | 5 | 48.3693 | 0.9 | 1 | 4.187 |  |  | -1.0415e-05 | [11 empty] | -2.6437e-07 | 0.40308 | 40.7941
|  | 35.1 | 20 | 40.7942 | 0.5 | 5 | 48.3693 | 0.9 | 1 | 4.187 |  |  | -1.0006e-05 | [11 empty] | -2.5396e-07 | 0.40308 | 40.7941
|  | 35.2 | 20 | 40.7941 | 0.5 | 5 | 48.3693 | 0.9 | 1 | 4.187 |  |  | -9.6133e-06 | [11 empty] | -2.4395e-07 | 0.40308 | 40.7941
|  | 35.3 | 20 | 40.7941 | 0.5 | 5 | 48.3693 | 0.9 | 1 | 4.187 |  |  | -9.2359e-06 | [11 empty] | -2.3434e-07 | 0.40308 | 40.7941
|  | 35.4 | 20 | 40.7941 | 0.5 | 5 | 48.3693 | 0.9 | 1 | 4.187 |  |  | -8.8732e-06 | [11 empty] | -2.251e-07 | 0.40308 | 40.7941
|  | 35.5 | 20 | 40.7941 | 0.5 | 5 | 48.3693 | 0.9 | 1 | 4.187 |  |  | -8.5248e-06 | [11 empty] | -2.1623e-07 | 0.40308 | 40.7941
|  | 35.6 | 20 | 40.7941 | 0.5 | 5 | 48.3693 | 0.9 | 1 | 4.187 |  |  | -8.1899e-06 | [11 empty] | -2.0771e-07 | 0.40308 | 40.7941
|  | 35.7 | 20 | 40.7941 | 0.5 | 5 | 48.3693 | 0.9 | 1 | 4.187 |  |  | -7.8682e-06 | [11 empty] | -1.9952e-07 | 0.40308 | 40.7941
|  | 35.8 | 20 | 40.7941 | 0.5 | 5 | 48.3693 | 0.9 | 1 | 4.187 |  |  | -7.559e-06 | [11 empty] | -1.9165e-07 | 0.40308 | 40.7941
|  | 35.9 | 20 | 40.7941 | 0.5 | 5 | 48.3693 | 0.9 | 1 | 4.187 |  |  | -7.2619e-06 | [11 empty] | -1.8409e-07 | 0.40308 | 40.7941
|  | 36 | 20 | 40.7941 | 0.5 | 5 | 48.3693 | 0.9 | 1 | 4.187 |  |  | -6.9764e-06 | [11 empty] | -1.7683e-07 | 0.40308 | 40.7941
|  | 36.1 | 20 | 40.7941 | 0.5 | 5 | 48.3693 | 0.9 | 1 | 4.187 |  |  | -6.7022e-06 | [11 empty] | -1.6985e-07 | 0.40308 | 40.7941
|  | 36.2 | 20 | 40.7941 | 0.5 | 5 | 48.3693 | 0.9 | 1 | 4.187 |  |  | -6.4386e-06 | [11 empty] | -1.6315e-07 | 0.40308 | 40.7941
|  | 36.3 | 20 | 40.7941 | 0.5 | 5 | 48.3693 | 0.9 | 1 | 4.187 |  |  | -6.1854e-06 | [11 empty] | -1.5671e-07 | 0.40308 | 40.7941
|  | 36.4 | 20 | 40.7941 | 0.5 | 5 | 48.3693 | 0.9 | 1 | 4.187 |  |  | -5.9421e-06 | [11 empty] | -1.5052e-07 | 0.40308 | 40.7941
|  | 36.5 | 20 | 40.7941 | 0.5 | 5 | 48.3693 | 0.9 | 1 | 4.187 |  |  | -5.7083e-06 | [11 empty] | -1.4458e-07 | 0.40308 | 40.7941
|  | 36.6 | 20 | 40.7941 | 0.5 | 5 | 48.3693 | 0.9 | 1 | 4.187 |  |  | -5.4837e-06 | [11 empty] | -1.3887e-07 | 0.40308 | 40.7941
|  | 36.7 | 20 | 40.7941 | 0.5 | 5 | 48.3694 | 0.9 | 1 | 4.187 |  |  | -5.2678e-06 | [11 empty] | -1.3339e-07 | 0.40308 | 40.7941
|  | 36.8 | 20 | 40.7941 | 0.5 | 5 | 48.3694 | 0.9 | 1 | 4.187 |  |  | -5.0605e-06 | [11 empty] | -1.2812e-07 | 0.40308 | 40.7941
|  | 36.9 | 20 | 40.7941 | 0.5 | 5 | 48.3694 | 0.9 | 1 | 4.187 |  |  | -4.8612e-06 | [11 empty] | -1.2306e-07 | 0.40308 | 40.7941
|  | 37 | 20 | 40.7941 | 0.5 | 5 | 48.3694 | 0.9 | 1 | 4.187 |  |  | -4.6698e-06 | [11 empty] | -1.182e-07 | 0.40308 | 40.7941
|  | 37.1 | 20 | 40.7941 | 0.5 | 5 | 48.3694 | 0.9 | 1 | 4.187 |  |  | -4.4859e-06 | [11 empty] | -1.1353e-07 | 0.40308 | 40.7941
|  | 37.2 | 20 | 40.7941 | 0.5 | 5 | 48.3694 | 0.9 | 1 | 4.187 |  |  | -4.3092e-06 | [11 empty] | -1.0904e-07 | 0.40308 | 40.7941
|  | 37.3 | 20 | 40.7941 | 0.5 | 5 | 48.3694 | 0.9 | 1 | 4.187 |  |  | -4.1394e-06 | [11 empty] | -1.0473e-07 | 0.40308 | 40.7941
|  | 37.4 | 20 | 40.7941 | 0.5 | 5 | 48.3694 | 0.9 | 1 | 4.187 |  |  | -3.9763e-06 | [11 empty] | -1.006e-07 | 0.40308 | 40.7941
|  | 37.5 | 20 | 40.7941 | 0.5 | 5 | 48.3694 | 0.9 | 1 | 4.187 |  |  | -3.8196e-06 | [11 empty] | -9.6619e-08 | 0.40308 | 40.7941
|  | 37.6 | 20 | 40.7941 | 0.5 | 5 | 48.3694 | 0.9 | 1 | 4.187 |  |  | -3.6691e-06 | [11 empty] | -9.2799e-08 | 0.40308 | 40.7941
|  | 37.7 | 20 | 40.7941 | 0.5 | 5 | 48.3694 | 0.9 | 1 | 4.187 |  |  | -3.5245e-06 | [11 empty] | -8.913e-08 | 0.40308 | 40.7941
|  | 37.8 | 20 | 40.7941 | 0.5 | 5 | 48.3694 | 0.9 | 1 | 4.187 |  |  | -3.3855e-06 | [11 empty] | -8.5606e-08 | 0.40308 | 40.7941
|  | 37.9 | 20 | 40.7941 | 0.5 | 5 | 48.3694 | 0.9 | 1 | 4.187 |  |  | -3.252e-06 | [11 empty] | -8.222e-08 | 0.40308 | 40.7941
|  | 38 | 20 | 40.7941 | 0.5 | 5 | 48.3694 | 0.9 | 1 | 4.187 |  |  | -3.1238e-06 | [11 empty] | -7.8968e-08 | 0.40308 | 40.7941
|  | 38.1 | 20 | 40.7941 | 0.5 | 5 | 48.3694 | 0.9 | 1 | 4.187 |  |  | -3.0005e-06 | [11 empty] | -7.5845e-08 | 0.40308 | 40.7941
|  | 38.2 | 20 | 40.7941 | 0.5 | 5 | 48.3694 | 0.9 | 1 | 4.187 |  |  | -2.8822e-06 | [11 empty] | -7.2844e-08 | 0.40308 | 40.7941
|  | 38.3 | 20 | 40.7941 | 0.5 | 5 | 48.3694 | 0.9 | 1 | 4.187 |  |  | -2.7684e-06 | [11 empty] | -6.9962e-08 | 0.40308 | 40.7941
|  | 38.4 | 20 | 40.7941 | 0.5 | 5 | 48.3694 | 0.9 | 1 | 4.187 |  |  | -2.6592e-06 | [11 empty] | -6.7193e-08 | 0.40308 | 40.7941
|  | 38.5 | 20 | 40.7941 | 0.5 | 5 | 48.3694 | 0.9 | 1 | 4.187 |  |  | -2.5543e-06 | [11 empty] | -6.4534e-08 | 0.40308 | 40.7941
|  | 38.6 | 20 | 40.7941 | 0.5 | 5 | 48.3694 | 0.9 | 1 | 4.187 |  |  | -2.4534e-06 | [11 empty] | -6.198e-08 | 0.40308 | 40.7941
|  | 38.7 | 20 | 40.7941 | 0.5 | 5 | 48.3694 | 0.9 | 1 | 4.187 |  |  | -2.3566e-06 | [11 empty] | -5.9527e-08 | 0.40308 | 40.7941
|  | 38.8 | 20 | 40.7941 | 0.5 | 5 | 48.3694 | 0.9 | 1 | 4.187 |  |  | -2.2635e-06 | [11 empty] | -5.717e-08 | 0.40308 | 40.7941
|  | 38.9 | 20 | 40.7941 | 0.5 | 5 | 48.3694 | 0.9 | 1 | 4.187 |  |  | -2.1741e-06 | [11 empty] | -5.4907e-08 | 0.40308 | 40.7941
|  | 39 | 20 | 40.7941 | 0.5 | 5 | 48.3694 | 0.9 | 1 | 4.187 |  |  | -2.0883e-06 | [11 empty] | -5.2732e-08 | 0.40308 | 40.7941
|  | 39.1 | 20 | 40.7941 | 0.5 | 5 | 48.3694 | 0.9 | 1 | 4.187 |  |  | -2.0058e-06 | [11 empty] | -5.0644e-08 | 0.40308 | 40.7941
|  | 39.2 | 20 | 40.7941 | 0.5 | 5 | 48.3694 | 0.9 | 1 | 4.187 |  |  | -1.9266e-06 | [11 empty] | -4.8638e-08 | 0.40308 | 40.7941
|  | 39.3 | 20 | 40.7941 | 0.5 | 5 | 48.3694 | 0.9 | 1 | 4.187 |  |  | -1.8504e-06 | [11 empty] | -4.6712e-08 | 0.40308 | 40.7941
|  | 39.4 | 20 | 40.7941 | 0.5 | 5 | 48.3694 | 0.9 | 1 | 4.187 |  |  | -1.7773e-06 | [11 empty] | -4.4861e-08 | 0.40308 | 40.7941
|  | 39.5 | 20 | 40.7941 | 0.5 | 5 | 48.3694 | 0.9 | 1 | 4.187 |  |  | -1.7071e-06 | [11 empty] | -4.3084e-08 | 0.40308 | 40.7941
|  | 39.6 | 20 | 40.7941 | 0.5 | 5 | 48.3694 | 0.9 | 1 | 4.187 |  |  | -1.6396e-06 | [11 empty] | -4.1377e-08 | 0.40308 | 40.7941
|  | 39.7 | 20 | 40.7941 | 0.5 | 5 | 48.3694 | 0.9 | 1 | 4.187 |  |  | -1.5748e-06 | [11 empty] | -3.9737e-08 | 0.40308 | 40.7941
|  | 39.8 | 20 | 40.7941 | 0.5 | 5 | 48.3694 | 0.9 | 1 | 4.187 |  |  | -1.5125e-06 | [11 empty] | -3.8162e-08 | 0.40308 | 40.7941
|  | 39.9 | 20 | 40.7941 | 0.5 | 5 | 48.3694 | 0.9 | 1 | 4.187 |  |  | -1.4527e-06 | [11 empty] | -3.665e-08 | 0.40308 | 40.7941
|  | 40 | 20 | 40.7941 | 0.5 | 5 | 48.3694 | 0.9 | 1 | 4.187 |  |  | -1.3953e-06 | [11 empty] | -3.5197e-08 | 0.40308 | 40.7941
|  | 40.1 | 20 | 40.7941 | 0.5 | 5 | 48.3694 | 0.9 | 1 | 4.187 |  |  | -1.3401e-06 | [11 empty] | -3.3802e-08 | 0.40308 | 40.7941
|  | 40.2 | 20 | 40.7941 | 0.5 | 5 | 48.3694 | 0.9 | 1 | 4.187 |  |  | -1.2871e-06 | [11 empty] | -3.2462e-08 | 0.40308 | 40.7941
|  | 40.3 | 20 | 40.7941 | 0.5 | 5 | 48.3694 | 0.9 | 1 | 4.187 |  |  | -1.2362e-06 | [11 empty] | -3.1175e-08 | 0.40308 | 40.7941
|  | 40.4 | 20 | 40.7941 | 0.5 | 5 | 48.3694 | 0.9 | 1 | 4.187 |  |  | -1.1873e-06 | [11 empty] | -2.9939e-08 | 0.40308 | 40.7941
|  | 40.5 | 20 | 40.7941 | 0.5 | 5 | 48.3694 | 0.9 | 1 | 4.187 |  |  | -1.1403e-06 | [11 empty] | -2.8751e-08 | 0.40308 | 40.7941
|  | 40.6 | 20 | 40.7941 | 0.5 | 5 | 48.3694 | 0.9 | 1 | 4.187 |  |  | -1.0952e-06 | [11 empty] | -2.7611e-08 | 0.40308 | 40.7941
|  | 40.7 | 20 | 40.7941 | 0.5 | 5 | 48.3694 | 0.9 | 1 | 4.187 |  |  | -1.0518e-06 | [11 empty] | -2.6516e-08 | 0.40308 | 40.7941
|  | 40.8 | 20 | 40.7941 | 0.5 | 5 | 48.3694 | 0.9 | 1 | 4.187 |  |  | -1.0102e-06 | [11 empty] | -2.5464e-08 | 0.40308 | 40.7941
|  | 40.9 | 20 | 40.7941 | 0.5 | 5 | 48.3694 | 0.9 | 1 | 4.187 |  |  | -9.7021e-07 | [11 empty] | -2.4454e-08 | 0.40308 | 40.7941
|  | 41 | 20 | 40.7941 | 0.5 | 5 | 48.3694 | 0.9 | 1 | 4.187 |  |  | -9.318e-07 | [11 empty] | -2.3484e-08 | 0.40308 | 40.7941
|  | 41.1 | 20 | 40.7941 | 0.5 | 5 | 48.3694 | 0.9 | 1 | 4.187 |  |  | -8.9491e-07 | [11 empty] | -2.2552e-08 | 0.40308 | 40.7941
|  | 41.2 | 20 | 40.7941 | 0.5 | 5 | 48.3694 | 0.9 | 1 | 4.187 |  |  | -8.5947e-07 | [11 empty] | -2.1657e-08 | 0.40308 | 40.7941
|  | 41.3 | 20 | 40.7941 | 0.5 | 5 | 48.3694 | 0.9 | 1 | 4.187 |  |  | -8.2543e-07 | [11 empty] | -2.0797e-08 | 0.40308 | 40.7941
|  | 41.4 | 20 | 40.7941 | 0.5 | 5 | 48.3694 | 0.9 | 1 | 4.187 |  |  | -7.9274e-07 | [11 empty] | -1.9972e-08 | 0.40308 | 40.7941
|  | 41.5 | 20 | 40.7941 | 0.5 | 5 | 48.3694 | 0.9 | 1 | 4.187 |  |  | -7.6134e-07 | [11 empty] | -1.9179e-08 | 0.40308 | 40.7941
|  | 41.6 | 20 | 40.7941 | 0.5 | 5 | 48.3694 | 0.9 | 1 | 4.187 |  |  | -7.3118e-07 | [11 empty] | -1.8418e-08 | 0.40308 | 40.7941
|  | 41.7 | 20 | 40.7941 | 0.5 | 5 | 48.3694 | 0.9 | 1 | 4.187 |  |  | -7.0221e-07 | [11 empty] | -1.7687e-08 | 0.40308 | 40.7941
|  | 41.8 | 20 | 40.7941 | 0.5 | 5 | 48.3694 | 0.9 | 1 | 4.187 |  |  | -6.7438e-07 | [11 empty] | -1.6984e-08 | 0.40308 | 40.7941
|  | 41.9 | 20 | 40.7941 | 0.5 | 5 | 48.3694 | 0.9 | 1 | 4.187 |  |  | -6.4766e-07 | [11 empty] | -1.631e-08 | 0.40308 | 40.7941
|  | 42 | 20 | 40.7941 | 0.5 | 5 | 48.3694 | 0.9 | 1 | 4.187 |  |  | -6.2199e-07 | [11 empty] | -1.5662e-08 | 0.40308 | 40.7941
|  | 42.1 | 20 | 40.7941 | 0.5 | 5 | 48.3694 | 0.9 | 1 | 4.187 |  |  | -5.9734e-07 | [11 empty] | -1.504e-08 | 0.40308 | 40.7941
|  | 42.2 | 20 | 40.7941 | 0.5 | 5 | 48.3694 | 0.9 | 1 | 4.187 |  |  | -5.7366e-07 | [11 empty] | -1.4443e-08 | 0.40308 | 40.7941
|  | 42.3 | 20 | 40.7941 | 0.5 | 5 | 48.3694 | 0.9 | 1 | 4.187 |  |  | -5.5092e-07 | [11 empty] | -1.3869e-08 | 0.40308 | 40.7941
|  | 42.4 | 20 | 40.7941 | 0.5 | 5 | 48.3694 | 0.9 | 1 | 4.187 |  |  | -5.2908e-07 | [11 empty] | -1.3318e-08 | 0.40308 | 40.7941
|  | 42.5 | 20 | 40.7941 | 0.5 | 5 | 48.3694 | 0.9 | 1 | 4.187 |  |  | -5.081e-07 | [11 empty] | -1.2789e-08 | 0.40308 | 40.7941
|  | 42.6 | 20 | 40.7941 | 0.5 | 5 | 48.3694 | 0.9 | 1 | 4.187 |  |  | -4.8795e-07 | [11 empty] | -1.2281e-08 | 0.40308 | 40.7941
|  | 42.7 | 20 | 40.7941 | 0.5 | 5 | 48.3694 | 0.9 | 1 | 4.187 |  |  | -4.686e-07 | [11 empty] | -1.1793e-08 | 0.40308 | 40.7941
|  | 42.8 | 20 | 40.7941 | 0.5 | 5 | 48.3694 | 0.9 | 1 | 4.187 |  |  | -4.5001e-07 | [11 empty] | -1.1325e-08 | 0.40308 | 40.7941
|  | 42.9 | 20 | 40.7941 | 0.5 | 5 | 48.3694 | 0.9 | 1 | 4.187 |  |  | -4.3216e-07 | [11 empty] | -1.0875e-08 | 0.40308 | 40.7941
|  | 43 | 20 | 40.7941 | 0.5 | 5 | 48.3694 | 0.9 | 1 | 4.187 |  |  | -4.1502e-07 | [11 empty] | -1.0443e-08 | 0.40308 | 40.7941
|  | 43.1 | 20 | 40.7941 | 0.5 | 5 | 48.3694 | 0.9 | 1 | 4.187 |  |  | -3.9855e-07 | [11 empty] | -1.0028e-08 | 0.40308 | 40.7941
|  | 43.2 | 20 | 40.7941 | 0.5 | 5 | 48.3694 | 0.9 | 1 | 4.187 |  |  | -3.8274e-07 | [11 empty] | -9.629e-09 | 0.40308 | 40.7941
|  | 43.3 | 20 | 40.7941 | 0.5 | 5 | 48.3694 | 0.9 | 1 | 4.187 |  |  | -3.6755e-07 | [11 empty] | -9.2463e-09 | 0.40308 | 40.7941
|  | 43.4 | 20 | 40.7941 | 0.5 | 5 | 48.3694 | 0.9 | 1 | 4.187 |  |  | -3.5297e-07 | [11 empty] | -8.8787e-09 | 0.40308 | 40.7941
|  | 43.5 | 20 | 40.7941 | 0.5 | 5 | 48.3694 | 0.9 | 1 | 4.187 |  |  | -3.3896e-07 | [11 empty] | -8.5258e-09 | 0.40308 | 40.7941
|  | 43.6 | 20 | 40.7941 | 0.5 | 5 | 48.3694 | 0.9 | 1 | 4.187 |  |  | -3.2551e-07 | [11 empty] | -8.1868e-09 | 0.40308 | 40.7941
|  | 43.7 | 20 | 40.7941 | 0.5 | 5 | 48.3694 | 0.9 | 1 | 4.187 |  |  | -3.1259e-07 | [11 empty] | -7.8613e-09 | 0.40308 | 40.7941
|  | 43.8 | 20 | 40.7941 | 0.5 | 5 | 48.3694 | 0.9 | 1 | 4.187 |  |  | -3.0018e-07 | [11 empty] | -7.5487e-09 | 0.40308 | 40.7941
|  | 43.9 | 20 | 40.7941 | 0.5 | 5 | 48.3694 | 0.9 | 1 | 4.187 |  |  | -2.8826e-07 | [11 empty] | -7.2485e-09 | 0.40308 | 40.7941
|  | 44 | 20 | 40.7941 | 0.5 | 5 | 48.3694 | 0.9 | 1 | 4.187 |  |  | -2.7682e-07 | [11 empty] | -6.9603e-09 | 0.40308 | 40.7941
|  | 44.1 | 20 | 40.7941 | 0.5 | 5 | 48.3694 | 0.9 | 1 | 4.187 |  |  | -2.6582e-07 | [11 empty] | -6.6834e-09 | 0.40308 | 40.7941
|  | 44.2 | 20 | 40.7941 | 0.5 | 5 | 48.3694 | 0.9 | 1 | 4.187 |  |  | -2.5527e-07 | [11 empty] | -6.4176e-09 | 0.40308 | 40.7941
|  | 44.3 | 20 | 40.7941 | 0.5 | 5 | 48.3694 | 0.9 | 1 | 4.187 |  |  | -2.4513e-07 | [11 empty] | -6.1624e-09 | 0.40308 | 40.7941
|  | 44.4 | 20 | 40.7941 | 0.5 | 5 | 48.3694 | 0.9 | 1 | 4.187 |  |  | -2.3539e-07 | [11 empty] | -5.9172e-09 | 0.40308 | 40.7941
|  | 44.5 | 20 | 40.7941 | 0.5 | 5 | 48.3694 | 0.9 | 1 | 4.187 |  |  | -2.2604e-07 | [11 empty] | -5.6818e-09 | 0.40308 | 40.7941
|  | 44.6 | 20 | 40.7941 | 0.5 | 5 | 48.3694 | 0.9 | 1 | 4.187 |  |  | -2.1707e-07 | [11 empty] | -5.4558e-09 | 0.40308 | 40.7941
|  | 44.7 | 20 | 40.7941 | 0.5 | 5 | 48.3694 | 0.9 | 1 | 4.187 |  |  | -2.0844e-07 | [11 empty] | -5.2387e-09 | 0.40308 | 40.7941
|  | 44.8 | 20 | 40.7941 | 0.5 | 5 | 48.3694 | 0.9 | 1 | 4.187 |  |  | -2.0016e-07 | [11 empty] | -5.0303e-09 | 0.40308 | 40.7941
|  | 44.9 | 20 | 40.7941 | 0.5 | 5 | 48.3694 | 0.9 | 1 | 4.187 |  |  | -1.9221e-07 | [11 empty] | -4.8301e-09 | 0.40308 | 40.7941
|  | 45 | 20 | 40.7941 | 0.5 | 5 | 48.3694 | 0.9 | 1 | 4.187 |  |  | -1.8457e-07 | [11 empty] | -4.6379e-09 | 0.40308 | 40.7941
|  | 45.1 | 20 | 40.7941 | 0.5 | 5 | 48.3694 | 0.9 | 1 | 4.187 |  |  | -1.7724e-07 | [11 empty] | -4.4533e-09 | 0.40308 | 40.7941
|  | 45.2 | 20 | 40.7941 | 0.5 | 5 | 48.3694 | 0.9 | 1 | 4.187 |  |  | -1.7019e-07 | [11 empty] | -4.2761e-09 | 0.40308 | 40.7941
|  | 45.3 | 20 | 40.7941 | 0.5 | 5 | 48.3694 | 0.9 | 1 | 4.187 |  |  | -1.6343e-07 | [11 empty] | -4.1059e-09 | 0.40308 | 40.7941
|  | 45.4 | 20 | 40.7941 | 0.5 | 5 | 48.3694 | 0.9 | 1 | 4.187 |  |  | -1.5693e-07 | [11 empty] | -3.9425e-09 | 0.40308 | 40.7941
|  | 45.5 | 20 | 40.7941 | 0.5 | 5 | 48.3694 | 0.9 | 1 | 4.187 |  |  | -1.507e-07 | [11 empty] | -3.7855e-09 | 0.40308 | 40.7941
|  | 45.6 | 20 | 40.7941 | 0.5 | 5 | 48.3694 | 0.9 | 1 | 4.187 |  |  | -1.447e-07 | [11 empty] | -3.6349e-09 | 0.40308 | 40.7941
|  | 45.7 | 20 | 40.7941 | 0.5 | 5 | 48.3694 | 0.9 | 1 | 4.187 |  |  | -1.3895e-07 | [11 empty] | -3.4901e-09 | 0.40308 | 40.7941
|  | 45.8 | 20 | 40.7941 | 0.5 | 5 | 48.3694 | 0.9 | 1 | 4.187 |  |  | -1.3343e-07 | [11 empty] | -3.3512e-09 | 0.40308 | 40.7941
|  | 45.9 | 20 | 40.7941 | 0.5 | 5 | 48.3694 | 0.9 | 1 | 4.187 |  |  | -1.2812e-07 | [11 empty] | -3.2178e-09 | 0.40308 | 40.7941
|  | 46 | 20 | 40.7941 | 0.5 | 5 | 48.3694 | 0.9 | 1 | 4.187 |  |  | -1.2303e-07 | [11 empty] | -3.0896e-09 | 0.40308 | 40.7941
|  | 46.1 | 20 | 40.7941 | 0.5 | 5 | 48.3694 | 0.9 | 1 | 4.187 |  |  | -1.1814e-07 | [11 empty] | -2.9666e-09 | 0.40308 | 40.7941
|  | 46.2 | 20 | 40.7941 | 0.5 | 5 | 48.3694 | 0.9 | 1 | 4.187 |  |  | -1.1344e-07 | [11 empty] | -2.8485e-09 | 0.40308 | 40.7941
|  | 46.3 | 20 | 40.7941 | 0.5 | 5 | 48.3694 | 0.9 | 1 | 4.187 |  |  | -1.0893e-07 | [11 empty] | -2.735e-09 | 0.40308 | 40.7941
|  | 46.4 | 20 | 40.7941 | 0.5 | 5 | 48.3694 | 0.9 | 1 | 4.187 |  |  | -1.0459e-07 | [11 empty] | -2.6261e-09 | 0.40308 | 40.7941
|  | 46.5 | 20 | 40.7941 | 0.5 | 5 | 48.3694 | 0.9 | 1 | 4.187 |  |  | -1.0043e-07 | [11 empty] | -2.5215e-09 | 0.40308 | 40.7941
|  | 46.6 | 20 | 40.7941 | 0.5 | 5 | 48.3694 | 0.9 | 1 | 4.187 |  |  | -9.6438e-08 | [11 empty] | -2.4211e-09 | 0.40308 | 40.7941
|  | 46.7 | 20 | 40.7941 | 0.5 | 5 | 48.3694 | 0.9 | 1 | 4.187 |  |  | -9.2601e-08 | [11 empty] | -2.3247e-09 | 0.40308 | 40.7941
|  | 46.8 | 20 | 40.7941 | 0.5 | 5 | 48.3694 | 0.9 | 1 | 4.187 |  |  | -8.8917e-08 | [11 empty] | -2.2321e-09 | 0.40308 | 40.7941
|  | 46.9 | 20 | 40.7941 | 0.5 | 5 | 48.3694 | 0.9 | 1 | 4.187 |  |  | -8.5379e-08 | [11 empty] | -2.1431e-09 | 0.40308 | 40.7941
|  | 47 | 20 | 40.7941 | 0.5 | 5 | 48.3694 | 0.9 | 1 | 4.187 |  |  | -8.1982e-08 | [11 empty] | -2.0578e-09 | 0.40308 | 40.7941
|  | 47.1 | 20 | 40.7941 | 0.5 | 5 | 48.3694 | 0.9 | 1 | 4.187 |  |  | -7.872e-08 | [11 empty] | -1.9758e-09 | 0.40308 | 40.7941
|  | 47.2 | 20 | 40.7941 | 0.5 | 5 | 48.3694 | 0.9 | 1 | 4.187 |  |  | -7.5587e-08 | [11 empty] | -1.8971e-09 | 0.40308 | 40.7941
|  | 47.3 | 20 | 40.7941 | 0.5 | 5 | 48.3694 | 0.9 | 1 | 4.187 |  |  | -7.2579e-08 | [11 empty] | -1.8215e-09 | 0.40308 | 40.7941
|  | 47.4 | 20 | 40.7941 | 0.5 | 5 | 48.3694 | 0.9 | 1 | 4.187 |  |  | -6.9691e-08 | [11 empty] | -1.7489e-09 | 0.40308 | 40.7941
|  | 47.5 | 20 | 40.7941 | 0.5 | 5 | 48.3694 | 0.9 | 1 | 4.187 |  |  | -6.6917e-08 | [11 empty] | -1.6792e-09 | 0.40308 | 40.7941
|  | 47.6 | 20 | 40.7941 | 0.5 | 5 | 48.3694 | 0.9 | 1 | 4.187 |  |  | -6.4253e-08 | [11 empty] | -1.6123e-09 | 0.40308 | 40.7941
|  | 47.7 | 20 | 40.7941 | 0.5 | 5 | 48.3694 | 0.9 | 1 | 4.187 |  |  | -6.1695e-08 | [11 empty] | -1.548e-09 | 0.40308 | 40.7941
|  | 47.8 | 20 | 40.7941 | 0.5 | 5 | 48.3694 | 0.9 | 1 | 4.187 |  |  | -5.9239e-08 | [11 empty] | -1.4863e-09 | 0.40308 | 40.7941
|  | 47.9 | 20 | 40.7941 | 0.5 | 5 | 48.3694 | 0.9 | 1 | 4.187 |  |  | -5.6881e-08 | [11 empty] | -1.4271e-09 | 0.40308 | 40.7941
|  | 48 | 20 | 40.7941 | 0.5 | 5 | 48.3694 | 0.9 | 1 | 4.187 |  |  | -5.4616e-08 | [11 empty] | -1.3702e-09 | 0.40308 | 40.7941
|  | 48.1 | 20 | 40.7941 | 0.5 | 5 | 48.3694 | 0.9 | 1 | 4.187 |  |  | -5.2442e-08 | [11 empty] | -1.3156e-09 | 0.40308 | 40.7941
|  | 48.2 | 20 | 40.7941 | 0.5 | 5 | 48.3694 | 0.9 | 1 | 4.187 |  |  | -5.0354e-08 | [11 empty] | -1.2632e-09 | 0.40308 | 40.7941
|  | 48.3 | 20 | 40.7941 | 0.5 | 5 | 48.3694 | 0.9 | 1 | 4.187 |  |  | -4.8349e-08 | [11 empty] | -1.2128e-09 | 0.40308 | 40.7941
|  | 48.4 | 20 | 40.7941 | 0.5 | 5 | 48.3694 | 0.9 | 1 | 4.187 |  |  | -4.6423e-08 | [11 empty] | -1.1645e-09 | 0.40308 | 40.7941
|  | 48.5 | 20 | 40.7941 | 0.5 | 5 | 48.3694 | 0.9 | 1 | 4.187 |  |  | -4.4575e-08 | [11 empty] | -1.118e-09 | 0.40308 | 40.7941
|  | 48.6 | 20 | 40.7941 | 0.5 | 5 | 48.3694 | 0.9 | 1 | 4.187 |  |  | -4.2799e-08 | [11 empty] | -1.0735e-09 | 0.40308 | 40.7941
|  | 48.7 | 20 | 40.7941 | 0.5 | 5 | 48.3694 | 0.9 | 1 | 4.187 |  |  | -4.1095e-08 | [11 empty] | -1.0307e-09 | 0.40308 | 40.7941
|  | 48.8 | 20 | 40.7941 | 0.5 | 5 | 48.3694 | 0.9 | 1 | 4.187 |  |  | -3.9458e-08 | [11 empty] | -9.8956e-10 | 0.40308 | 40.7941
|  | 48.9 | 20 | 40.7941 | 0.5 | 5 | 48.3694 | 0.9 | 1 | 4.187 |  |  | -3.7886e-08 | [11 empty] | -9.501e-10 | 0.40308 | 40.7941
|  | 49 | 20 | 40.7941 | 0.5 | 5 | 48.3694 | 0.9 | 1 | 4.187 |  |  | -3.6377e-08 | [11 empty] | -9.1222e-10 | 0.40308 | 40.7941
|  | 49.1 | 20 | 40.7941 | 0.5 | 5 | 48.3694 | 0.9 | 1 | 4.187 |  |  | -3.4928e-08 | [11 empty] | -8.7584e-10 | 0.40308 | 40.7941
|  | 49.2 | 20 | 40.7941 | 0.5 | 5 | 48.3694 | 0.9 | 1 | 4.187 |  |  | -3.3536e-08 | [11 empty] | -8.4091e-10 | 0.40308 | 40.7941
|  | 49.3 | 20 | 40.7941 | 0.5 | 5 | 48.3694 | 0.9 | 1 | 4.187 |  |  | -3.22e-08 | [11 empty] | -8.0738e-10 | 0.40308 | 40.7941
|  | 49.4 | 20 | 40.7941 | 0.5 | 5 | 48.3694 | 0.9 | 1 | 4.187 |  |  | -3.0917e-08 | [11 empty] | -7.7518e-10 | 0.40308 | 40.7941
|  | 49.5 | 20 | 40.7941 | 0.5 | 5 | 48.3694 | 0.9 | 1 | 4.187 |  |  | -2.9685e-08 | [11 empty] | -7.4426e-10 | 0.40308 | 40.7941
|  | 49.6 | 20 | 40.7941 | 0.5 | 5 | 48.3694 | 0.9 | 1 | 4.187 |  |  | -2.8502e-08 | [11 empty] | -7.1457e-10 | 0.40308 | 40.7941
|  | 49.7 | 20 | 40.7941 | 0.5 | 5 | 48.3694 | 0.9 | 1 | 4.187 |  |  | -2.7367e-08 | [11 empty] | -6.8607e-10 | 0.40308 | 40.7941
|  | 49.8 | 20 | 40.7941 | 0.5 | 5 | 48.3694 | 0.9 | 1 | 4.187 |  |  | -2.6276e-08 | [11 empty] | -6.5871e-10 | 0.40308 | 40.7941
|  | 49.9 | 20 | 40.7941 | 0.5 | 5 | 48.3694 | 0.9 | 1 | 4.187 |  |  | -2.5229e-08 | [11 empty] | -6.3243e-10 | 0.40308 | 40.7941
|  | 50 | 20 | 40.7941 | 0.5 | 5 | 48.3694 | 0.9 | 1 | 4.187 |  |  | -2.4223e-08 | [11 empty] | -6.072e-10 | 0.40308 | 40.7941
|  | 50.1 | 20 | 40.7941 | 0.5 | 5 | 48.3694 | 0.9 | 1 | 4.187 |  |  | -2.3258e-08 | [11 empty] | -5.8298e-10 | 0.40308 | 40.7941
|  | 50.2 | 20 | 40.7941 | 0.5 | 5 | 48.3694 | 0.9 | 1 | 4.187 |  |  | -2.2331e-08 | [11 empty] | -5.5972e-10 | 0.40308 | 40.7941
|  | 50.3 | 20 | 40.7941 | 0.5 | 5 | 48.3694 | 0.9 | 1 | 4.187 |  |  | -2.1441e-08 | [11 empty] | -5.3739e-10 | 0.40308 | 40.7941
|  | 50.4 | 20 | 40.7941 | 0.5 | 5 | 48.3694 | 0.9 | 1 | 4.187 |  |  | -2.0586e-08 | [11 empty] | -5.1595e-10 | 0.40308 | 40.7941
|  | 50.5 | 20 | 40.7941 | 0.5 | 5 | 48.3694 | 0.9 | 1 | 4.187 |  |  | -1.9765e-08 | [11 empty] | -4.9536e-10 | 0.40308 | 40.7941
|  | 50.6 | 20 | 40.7941 | 0.5 | 5 | 48.3694 | 0.9 | 1 | 4.187 |  |  | -1.8977e-08 | [11 empty] | -4.756e-10 | 0.40308 | 40.7941
|  | 50.7 | 20 | 40.7941 | 0.5 | 5 | 48.3694 | 0.9 | 1 | 4.187 |  |  | -1.8221e-08 | [11 empty] | -4.5662e-10 | 0.40308 | 40.7941
|  | 50.8 | 20 | 40.7941 | 0.5 | 5 | 48.3694 | 0.9 | 1 | 4.187 |  |  | -1.7494e-08 | [11 empty] | -4.384e-10 | 0.40308 | 40.7941
|  | 50.9 | 20 | 40.7941 | 0.5 | 5 | 48.3694 | 0.9 | 1 | 4.187 |  |  | -1.6797e-08 | [11 empty] | -4.209e-10 | 0.40308 | 40.7941
|  | 51 | 20 | 40.7941 | 0.5 | 5 | 48.3694 | 0.9 | 1 | 4.187 |  |  | -1.6127e-08 | [11 empty] | -4.0411e-10 | 0.40308 | 40.7941
|  | 51.1 | 20 | 40.7941 | 0.5 | 5 | 48.3694 | 0.9 | 1 | 4.187 |  |  | -1.5484e-08 | [11 empty] | -3.8798e-10 | 0.40308 | 40.7941
|  | 51.2 | 20 | 40.7941 | 0.5 | 5 | 48.3694 | 0.9 | 1 | 4.187 |  |  | -1.4867e-08 | [11 empty] | -3.7249e-10 | 0.40308 | 40.7941
|  | 51.3 | 20 | 40.7941 | 0.5 | 5 | 48.3694 | 0.9 | 1 | 4.187 |  |  | -1.4274e-08 | [11 empty] | -3.5763e-10 | 0.40308 | 40.7941
|  | 51.4 | 20 | 40.7941 | 0.5 | 5 | 48.3694 | 0.9 | 1 | 4.187 |  |  | -1.3705e-08 | [11 empty] | -3.4335e-10 | 0.40308 | 40.7941
|  | 51.5 | 20 | 40.7941 | 0.5 | 5 | 48.3694 | 0.9 | 1 | 4.187 |  |  | -1.3158e-08 | [11 empty] | -3.2965e-10 | 0.40308 | 40.7941
|  | 51.6 | 20 | 40.7941 | 0.5 | 5 | 48.3694 | 0.9 | 1 | 4.187 |  |  | -1.2633e-08 | [11 empty] | -3.1649e-10 | 0.40308 | 40.7941
|  | 51.7 | 20 | 40.7941 | 0.5 | 5 | 48.3694 | 0.9 | 1 | 4.187 |  |  | -1.2129e-08 | [11 empty] | -3.0386e-10 | 0.40308 | 40.7941
|  | 51.8 | 20 | 40.7941 | 0.5 | 5 | 48.3694 | 0.9 | 1 | 4.187 |  |  | -1.1646e-08 | [11 empty] | -2.9173e-10 | 0.40308 | 40.7941
|  | 51.9 | 20 | 40.7941 | 0.5 | 5 | 48.3694 | 0.9 | 1 | 4.187 |  |  | -1.1181e-08 | [11 empty] | -2.8008e-10 | 0.40308 | 40.7941
|  | 52 | 20 | 40.7941 | 0.5 | 5 | 48.3694 | 0.9 | 1 | 4.187 |  |  | -1.0735e-08 | [11 empty] | -2.689e-10 | 0.40308 | 40.7941
|  | 52.1 | 20 | 40.7941 | 0.5 | 5 | 48.3694 | 0.9 | 1 | 4.187 |  |  | -1.0307e-08 | [11 empty] | -2.5817e-10 | 0.40308 | 40.7941
|  | 52.2 | 20 | 40.7941 | 0.5 | 5 | 48.3694 | 0.9 | 1 | 4.187 |  |  | -9.8957e-09 | [11 empty] | -2.4786e-10 | 0.40308 | 40.7941
|  | 52.3 | 20 | 40.7941 | 0.5 | 5 | 48.3694 | 0.9 | 1 | 4.187 |  |  | -9.5009e-09 | [11 empty] | -2.3796e-10 | 0.40308 | 40.7941
|  | 52.4 | 20 | 40.7941 | 0.5 | 5 | 48.3694 | 0.9 | 1 | 4.187 |  |  | -9.1218e-09 | [11 empty] | -2.2846e-10 | 0.40308 | 40.7941
|  | 52.5 | 20 | 40.7941 | 0.5 | 5 | 48.3694 | 0.9 | 1 | 4.187 |  |  | -8.7579e-09 | [11 empty] | -2.1934e-10 | 0.40308 | 40.7941
|  | 52.6 | 20 | 40.7941 | 0.5 | 5 | 48.3694 | 0.9 | 1 | 4.187 |  |  | -8.4085e-09 | [11 empty] | -2.1058e-10 | 0.40308 | 40.7941
|  | 52.7 | 20 | 40.7941 | 0.5 | 5 | 48.3694 | 0.9 | 1 | 4.187 |  |  | -8.073e-09 | [11 empty] | -2.0218e-10 | 0.40308 | 40.7941
|  | 52.8 | 20 | 40.7941 | 0.5 | 5 | 48.3694 | 0.9 | 1 | 4.187 |  |  | -7.7509e-09 | [11 empty] | -1.941e-10 | 0.40308 | 40.7941
|  | 52.9 | 20 | 40.7941 | 0.5 | 5 | 48.3694 | 0.9 | 1 | 4.187 |  |  | -7.4416e-09 | [11 empty] | -1.8635e-10 | 0.40308 | 40.7941
|  | 53 | 20 | 40.7941 | 0.5 | 5 | 48.3694 | 0.9 | 1 | 4.187 |  |  | -7.1446e-09 | [11 empty] | -1.7891e-10 | 0.40308 | 40.7941
|  | 53.1 | 20 | 40.7941 | 0.5 | 5 | 48.3694 | 0.9 | 1 | 4.187 |  |  | -6.8595e-09 | [11 empty] | -1.7177e-10 | 0.40308 | 40.7941
|  | 53.2 | 20 | 40.7941 | 0.5 | 5 | 48.3694 | 0.9 | 1 | 4.187 |  |  | -6.5858e-09 | [11 empty] | -1.6491e-10 | 0.40308 | 40.7941
|  | 53.3 | 20 | 40.7941 | 0.5 | 5 | 48.3694 | 0.9 | 1 | 4.187 |  |  | -6.3229e-09 | [11 empty] | -1.5832e-10 | 0.40308 | 40.7941
|  | 53.4 | 20 | 40.7941 | 0.5 | 5 | 48.3694 | 0.9 | 1 | 4.187 |  |  | -6.0706e-09 | [11 empty] | -1.52e-10 | 0.40308 | 40.7941
|  | 53.5 | 20 | 40.7941 | 0.5 | 5 | 48.3694 | 0.9 | 1 | 4.187 |  |  | -5.8283e-09 | [11 empty] | -1.4593e-10 | 0.40308 | 40.7941
|  | 53.6 | 20 | 40.7941 | 0.5 | 5 | 48.3694 | 0.9 | 1 | 4.187 |  |  | -5.5957e-09 | [11 empty] | -1.401e-10 | 0.40308 | 40.7941
|  | 53.7 | 20 | 40.7941 | 0.5 | 5 | 48.3694 | 0.9 | 1 | 4.187 |  |  | -5.3723e-09 | [11 empty] | -1.345e-10 | 0.40308 | 40.7941
|  | 53.8 | 20 | 40.7941 | 0.5 | 5 | 48.3694 | 0.9 | 1 | 4.187 |  |  | -5.1579e-09 | [11 empty] | -1.2913e-10 | 0.40308 | 40.7941
|  | 53.9 | 20 | 40.7941 | 0.5 | 5 | 48.3694 | 0.9 | 1 | 4.187 |  |  | -4.952e-09 | [11 empty] | -1.2397e-10 | 0.40308 | 40.7941
|  | 54 | 20 | 40.7941 | 0.5 | 5 | 48.3694 | 0.9 | 1 | 4.187 |  |  | -4.7543e-09 | [11 empty] | -1.1902e-10 | 0.40308 | 40.7941
|  | 54.1 | 20 | 40.7941 | 0.5 | 5 | 48.3694 | 0.9 | 1 | 4.187 |  |  | -4.5645e-09 | [11 empty] | -1.1427e-10 | 0.40308 | 40.7941
|  | 54.2 | 20 | 40.7941 | 0.5 | 5 | 48.3694 | 0.9 | 1 | 4.187 |  |  | -4.3823e-09 | [11 empty] | -1.097e-10 | 0.40308 | 40.7941
|  | 54.3 | 20 | 40.7941 | 0.5 | 5 | 48.3694 | 0.9 | 1 | 4.187 |  |  | -4.2074e-09 | [11 empty] | -1.0532e-10 | 0.40308 | 40.7941
|  | 54.4 | 20 | 40.7941 | 0.5 | 5 | 48.3694 | 0.9 | 1 | 4.187 |  |  | -4.0394e-09 | [11 empty] | -1.0111e-10 | 0.40308 | 40.7941
|  | 54.5 | 20 | 40.7941 | 0.5 | 5 | 48.3694 | 0.9 | 1 | 4.187 |  |  | -3.8781e-09 | [11 empty] | -9.7073e-11 | 0.40308 | 40.7941
|  | 54.6 | 20 | 40.7941 | 0.5 | 5 | 48.3694 | 0.9 | 1 | 4.187 |  |  | -3.7233e-09 | [11 empty] | -9.3195e-11 | 0.40308 | 40.7941
|  | 54.7 | 20 | 40.7941 | 0.5 | 5 | 48.3694 | 0.9 | 1 | 4.187 |  |  | -3.5746e-09 | [11 empty] | -8.9471e-11 | 0.40308 | 40.7941
|  | 54.8 | 20 | 40.7941 | 0.5 | 5 | 48.3694 | 0.9 | 1 | 4.187 |  |  | -3.4319e-09 | [11 empty] | -8.5897e-11 | 0.40308 | 40.7941
|  | 54.9 | 20 | 40.7941 | 0.5 | 5 | 48.3694 | 0.9 | 1 | 4.187 |  |  | -3.2949e-09 | [11 empty] | -8.2465e-11 | 0.40308 | 40.7941
|  | 55 | 20 | 40.7941 | 0.5 | 5 | 48.3694 | 0.9 | 1 | 4.187 |  |  | -3.1633e-09 | [11 empty] | -7.917e-11 | 0.40308 | 40.7941
|  | 55.1 | 20 | 40.7941 | 0.5 | 5 | 48.3694 | 0.9 | 1 | 4.187 |  |  | -3.037e-09 | [11 empty] | -7.6007e-11 | 0.40308 | 40.7941
|  | 55.2 | 20 | 40.7941 | 0.5 | 5 | 48.3694 | 0.9 | 1 | 4.187 |  |  | -2.9157e-09 | [11 empty] | -7.297e-11 | 0.40308 | 40.7941
|  | 55.3 | 20 | 40.7941 | 0.5 | 5 | 48.3694 | 0.9 | 1 | 4.187 |  |  | -2.7993e-09 | [11 empty] | -7.0054e-11 | 0.40308 | 40.7941
|  | 55.4 | 20 | 40.7941 | 0.5 | 5 | 48.3694 | 0.9 | 1 | 4.187 |  |  | -2.6875e-09 | [11 empty] | -6.7255e-11 | 0.40308 | 40.7941
|  | 55.5 | 20 | 40.7941 | 0.5 | 5 | 48.3694 | 0.9 | 1 | 4.187 |  |  | -2.5801e-09 | [11 empty] | -6.4567e-11 | 0.40308 | 40.7941
|  | 55.6 | 20 | 40.7941 | 0.5 | 5 | 48.3694 | 0.9 | 1 | 4.187 |  |  | -2.4771e-09 | [11 empty] | -6.1987e-11 | 0.40308 | 40.7941
|  | 55.7 | 20 | 40.7941 | 0.5 | 5 | 48.3694 | 0.9 | 1 | 4.187 |  |  | -2.3782e-09 | [11 empty] | -5.951e-11 | 0.40308 | 40.7941
|  | 55.8 | 20 | 40.7941 | 0.5 | 5 | 48.3694 | 0.9 | 1 | 4.187 |  |  | -2.2832e-09 | [11 empty] | -5.7132e-11 | 0.40308 | 40.7941
|  | 55.9 | 20 | 40.7941 | 0.5 | 5 | 48.3694 | 0.9 | 1 | 4.187 |  |  | -2.192e-09 | [11 empty] | -5.4849e-11 | 0.40308 | 40.7941
|  | 56 | 20 | 40.7941 | 0.5 | 5 | 48.3694 | 0.9 | 1 | 4.187 |  |  | -2.1044e-09 | [11 empty] | -5.2657e-11 | 0.40308 | 40.7941
|  | 56.1 | 20 | 40.7941 | 0.5 | 5 | 48.3694 | 0.9 | 1 | 4.187 |  |  | -2.0204e-09 | [11 empty] | -5.0552e-11 | 0.40308 | 40.7941
|  | 56.2 | 20 | 40.7941 | 0.5 | 5 | 48.3694 | 0.9 | 1 | 4.187 |  |  | -1.9397e-09 | [11 empty] | -4.8532e-11 | 0.40308 | 40.7941
|  | 56.3 | 20 | 40.7941 | 0.5 | 5 | 48.3694 | 0.9 | 1 | 4.187 |  |  | -1.8622e-09 | [11 empty] | -4.6592e-11 | 0.40308 | 40.7941
|  | 56.4 | 20 | 40.7941 | 0.5 | 5 | 48.3694 | 0.9 | 1 | 4.187 |  |  | -1.7878e-09 | [11 empty] | -4.473e-11 | 0.40308 | 40.7941
|  | 56.5 | 20 | 40.7941 | 0.5 | 5 | 48.3694 | 0.9 | 1 | 4.187 |  |  | -1.7164e-09 | [11 empty] | -4.2942e-11 | 0.40308 | 40.7941
|  | 56.6 | 20 | 40.7941 | 0.5 | 5 | 48.3694 | 0.9 | 1 | 4.187 |  |  | -1.6478e-09 | [11 empty] | -4.1226e-11 | 0.40308 | 40.7941
|  | 56.7 | 20 | 40.7941 | 0.5 | 5 | 48.3694 | 0.9 | 1 | 4.187 |  |  | -1.582e-09 | [11 empty] | -3.9578e-11 | 0.40308 | 40.7941
|  | 56.8 | 20 | 40.7941 | 0.5 | 5 | 48.3694 | 0.9 | 1 | 4.187 |  |  | -1.5188e-09 | [11 empty] | -3.7996e-11 | 0.40308 | 40.7941
|  | 56.9 | 20 | 40.7941 | 0.5 | 5 | 48.3694 | 0.9 | 1 | 4.187 |  |  | -1.4581e-09 | [11 empty] | -3.6477e-11 | 0.40308 | 40.7941
|  | 57 | 20 | 40.7941 | 0.5 | 5 | 48.3694 | 0.9 | 1 | 4.187 |  |  | -1.3999e-09 | [11 empty] | -3.5019e-11 | 0.40308 | 40.7941
|  | 57.1 | 20 | 40.7941 | 0.5 | 5 | 48.3694 | 0.9 | 1 | 4.187 |  |  | -1.3439e-09 | [11 empty] | -3.3619e-11 | 0.40308 | 40.7941
|  | 57.2 | 20 | 40.7941 | 0.5 | 5 | 48.3694 | 0.9 | 1 | 4.187 |  |  | -1.2902e-09 | [11 empty] | -3.2275e-11 | 0.40308 | 40.7941
|  | 57.3 | 20 | 40.7941 | 0.5 | 5 | 48.3694 | 0.9 | 1 | 4.187 |  |  | -1.2387e-09 | [11 empty] | -3.0985e-11 | 0.40308 | 40.7941
|  | 57.4 | 20 | 40.7941 | 0.5 | 5 | 48.3694 | 0.9 | 1 | 4.187 |  |  | -1.1892e-09 | [11 empty] | -2.9747e-11 | 0.40308 | 40.7941
|  | 57.5 | 20 | 40.7941 | 0.5 | 5 | 48.3694 | 0.9 | 1 | 4.187 |  |  | -1.1417e-09 | [11 empty] | -2.8557e-11 | 0.40308 | 40.7941
|  | 57.6 | 20 | 40.7941 | 0.5 | 5 | 48.3694 | 0.9 | 1 | 4.187 |  |  | -1.096e-09 | [11 empty] | -2.7416e-11 | 0.40308 | 40.7941
|  | 57.7 | 20 | 40.7941 | 0.5 | 5 | 48.3694 | 0.9 | 1 | 4.187 |  |  | -1.0522e-09 | [11 empty] | -2.632e-11 | 0.40308 | 40.7941
|  | 57.8 | 20 | 40.7941 | 0.5 | 5 | 48.3694 | 0.9 | 1 | 4.187 |  |  | -1.0102e-09 | [11 empty] | -2.5267e-11 | 0.40308 | 40.7941
|  | 57.9 | 20 | 40.7941 | 0.5 | 5 | 48.3694 | 0.9 | 1 | 4.187 |  |  | -9.6983e-10 | [11 empty] | -2.4257e-11 | 0.40308 | 40.7941
|  | 58 | 20 | 40.7941 | 0.5 | 5 | 48.3694 | 0.9 | 1 | 4.187 |  |  | -9.3108e-10 | [11 empty] | -2.3287e-11 | 0.40308 | 40.7941
|  | 58.1 | 20 | 40.7941 | 0.5 | 5 | 48.3694 | 0.9 | 1 | 4.187 |  |  | -8.9387e-10 | [11 empty] | -2.2356e-11 | 0.40308 | 40.7941
|  | 58.2 | 20 | 40.7941 | 0.5 | 5 | 48.3694 | 0.9 | 1 | 4.187 |  |  | -8.5814e-10 | [11 empty] | -2.1462e-11 | 0.40308 | 40.7941
|  | 58.3 | 20 | 40.7941 | 0.5 | 5 | 48.3694 | 0.9 | 1 | 4.187 |  |  | -8.2385e-10 | [11 empty] | -2.0604e-11 | 0.40308 | 40.7941
|  | 58.4 | 20 | 40.7941 | 0.5 | 5 | 48.3694 | 0.9 | 1 | 4.187 |  |  | -7.9092e-10 | [11 empty] | -1.978e-11 | 0.40308 | 40.7941
|  | 58.5 | 20 | 40.7941 | 0.5 | 5 | 48.3694 | 0.9 | 1 | 4.187 |  |  | -7.5931e-10 | [11 empty] | -1.899e-11 | 0.40308 | 40.7941
|  | 58.6 | 20 | 40.7941 | 0.5 | 5 | 48.3694 | 0.9 | 1 | 4.187 |  |  | -7.2896e-10 | [11 empty] | -1.823e-11 | 0.40308 | 40.7941
|  | 58.7 | 20 | 40.7941 | 0.5 | 5 | 48.3694 | 0.9 | 1 | 4.187 |  |  | -6.9983e-10 | [11 empty] | -1.7501e-11 | 0.40308 | 40.7941
|  | 58.8 | 20 | 40.7941 | 0.5 | 5 | 48.3694 | 0.9 | 1 | 4.187 |  |  | -6.7186e-10 | [11 empty] | -1.6801e-11 | 0.40308 | 40.7941
|  | 58.9 | 20 | 40.7941 | 0.5 | 5 | 48.3694 | 0.9 | 1 | 4.187 |  |  | -6.45e-10 | [11 empty] | -1.613e-11 | 0.40308 | 40.7941
|  | 59 | 20 | 40.7941 | 0.5 | 5 | 48.3694 | 0.9 | 1 | 4.187 |  |  | -6.1922e-10 | [11 empty] | -1.5485e-11 | 0.40308 | 40.7941
|  | 59.1 | 20 | 40.7941 | 0.5 | 5 | 48.3694 | 0.9 | 1 | 4.187 |  |  | -5.9446e-10 | [11 empty] | -1.4865e-11 | 0.40308 | 40.7941
|  | 59.2 | 20 | 40.7941 | 0.5 | 5 | 48.3694 | 0.9 | 1 | 4.187 |  |  | -5.707e-10 | [11 empty] | -1.4271e-11 | 0.40308 | 40.7941
|  | 59.3 | 20 | 40.7941 | 0.5 | 5 | 48.3694 | 0.9 | 1 | 4.187 |  |  | -5.4789e-10 | [11 empty] | -1.37e-11 | 0.40308 | 40.7941
|  | 59.4 | 20 | 40.7941 | 0.5 | 5 | 48.3694 | 0.9 | 1 | 4.187 |  |  | -5.2598e-10 | [11 empty] | -1.3152e-11 | 0.40308 | 40.7941
|  | 59.5 | 20 | 40.7941 | 0.5 | 5 | 48.3694 | 0.9 | 1 | 4.187 |  |  | -5.0495e-10 | [11 empty] | -1.2626e-11 | 0.40308 | 40.7941
|  | 59.6 | 20 | 40.7941 | 0.5 | 5 | 48.3694 | 0.9 | 1 | 4.187 |  |  | -4.8477e-10 | [11 empty] | -1.2121e-11 | 0.40308 | 40.7941
|  | 59.7 | 20 | 40.7941 | 0.5 | 5 | 48.3694 | 0.9 | 1 | 4.187 |  |  | -4.6539e-10 | [11 empty] | -1.1637e-11 | 0.40308 | 40.7941
|  | 59.8 | 20 | 40.7941 | 0.5 | 5 | 48.3694 | 0.9 | 1 | 4.187 |  |  | -4.4678e-10 | [11 empty] | -1.1171e-11 | 0.40308 | 40.7941
|  | 59.9 | 20 | 40.7941 | 0.5 | 5 | 48.3694 | 0.9 | 1 | 4.187 |  |  | -4.2892e-10 | [11 empty] | -1.0724e-11 | 0.40308 | 40.7941
| Final Value | 60 | 15 | 40.7941 | 0.5 | 5 | 48.3694 | 0.9 | 1 | 4.187 |  |  | -0.5 | [11 empty] | -1.0295e-11 | 0.40308 | 40.7941

## Report PI
Microsoft Excel 16.0 report of process simulation and control for data sheet [heater.xlsx]Model
Created 23-04-2024 12:16:08
PSICREPORT
Model
MODEL | [22 empty] | REGULATORY LOOP |  |  |  |  | PARAMETERS (for controller tunning)
Model Variables and Constants | [10 empty] | Model First-order ODEs |  | E12 | #N/A | #N/A | #N/A | #N/A | #N/A | #N/A | #N/A | #N/A | #N/A | Controller |  | #N/A | #N/A | #N/A | SIMULATION
| Variable | time | T1 | T2 | F | V | P | eta | ro | cp |  | Derivative | T2 | [10 empty] | Variable |  |  |  |  | Integration Step |  | 0.1
| Unit | min | °C | °C | L/min | L | kJ/min |  | kg/L | kJ/kg/°C |  | Unit | °C/min | 0 | 0 | 0 | 0 | 0 | 0 | 0 | 0 | 0 |  | Unit | 1 | 1
| Initial Value | 0 | 15 | 40.7941 | 0.5 | 5 | 60 | 0.9 | 1 | 4.187 |  | Initial Value | 0 | [10 empty] | Initial Value |  |  |  | REGULATORY CONTROL LOOP
|  | 0.1 | 15 | 40.7941 | 0.5 | 5 | 60 | 0.9 | 1 | 4.187 |  |  | 0 | [14 empty] | Process Variable
|  | 0.2 | 15 | 40.7941 | 0.5 | 5 | 60 | 0.9 | 1 | 4.187 |  |  | 0 | [15 empty] | Limits | Lower
|  | 0.3 | 15 | 40.7941 | 0.5 | 5 | 60 | 0.9 | 1 | 4.187 |  |  | 0 | [16 empty] | Higher
|  | 0.4 | 15 | 40.7941 | 0.5 | 5 | 60 | 0.9 | 1 | 4.187 |  |  | 0 | [14 empty] | Controller
|  | 0.5 | 15 | 40.7941 | 0.5 | 5 | 60 | 0.9 | 1 | 4.187 |  |  | 0 | [15 empty] | Set Point
|  | 0.6 | 15 | 40.7941 | 0.5 | 5 | 60 | 0.9 | 1 | 4.187 |  |  | 0 | [15 empty] | Mode |  | 1
|  | 0.7 | 15 | 40.7941 | 0.5 | 5 | 60 | 0.9 | 1 | 4.187 |  |  | 0 | [15 empty] | Type |  | PI
|  | 0.8 | 15 | 40.7941 | 0.5 | 5 | 60 | 0.9 | 1 | 4.187 |  |  | 0 | [15 empty] | Gain |  | 15
|  | 0.9 | 15 | 40.7941 | 0.5 | 5 | 60 | 0.9 | 1 | 4.187 |  |  | 0 | [15 empty] | Integration Time
|  | 1 | 15 | 40.7941 | 0.5 | 5 | 60 | 0.9 | 1 | 4.187 |  |  | 0 | [15 empty] | Derivativation Time |  | 0
|  | 1.1 | 15 | 40.7941 | 0.5 | 5 | 60 | 0.9 | 1 | 4.187 |  |  | 0 | [14 empty] | Manipulated Variable
|  | 1.2 | 15 | 40.7941 | 0.5 | 5 | 60 | 0.9 | 1 | 4.187 |  |  | 0 | [15 empty] | Limits | Lower
|  | 1.3 | 15 | 40.7941 | 0.5 | 5 | 60 | 0.9 | 1 | 4.187 |  |  | 0 | [16 empty] | Higher
|  | 1.4 | 15 | 40.7941 | 0.5 | 5 | 60 | 0.9 | 1 | 4.187 |  |  | 0
|  | 1.5 | 15 | 40.7941 | 0.5 | 5 | 60 | 0.9 | 1 | 4.187 |  |  | 0
|  | 1.6 | 15 | 40.7941 | 0.5 | 5 | 60 | 0.9 | 1 | 4.187 |  |  | 0
|  | 1.7 | 15 | 40.7941 | 0.5 | 5 | 60 | 0.9 | 1 | 4.187 |  |  | 0
|  | 1.8 | 15 | 40.7941 | 0.5 | 5 | 60 | 0.9 | 1 | 4.187 |  |  | 0
|  | 1.9 | 15 | 40.7941 | 0.5 | 5 | 60 | 0.9 | 1 | 4.187 |  |  | 0
|  | 2 | 15 | 40.7941 | 0.5 | 5 | 60 | 0.9 | 1 | 4.187 |  |  | 0
|  | 2.1 | 15 | 40.7941 | 0.5 | 5 | 60 | 0.9 | 1 | 4.187 |  |  | 0
|  | 2.2 | 15 | 40.7941 | 0.5 | 5 | 60 | 0.9 | 1 | 4.187 |  |  | 0
|  | 2.3 | 15 | 40.7941 | 0.5 | 5 | 60 | 0.9 | 1 | 4.187 |  |  | 0
|  | 2.4 | 15 | 40.7941 | 0.5 | 5 | 60 | 0.9 | 1 | 4.187 |  |  | 0
|  | 2.5 | 15 | 40.7941 | 0.5 | 5 | 60 | 0.9 | 1 | 4.187 |  |  | 0
|  | 2.6 | 15 | 40.7941 | 0.5 | 5 | 60 | 0.9 | 1 | 4.187 |  |  | 0
|  | 2.7 | 15 | 40.7941 | 0.5 | 5 | 60 | 0.9 | 1 | 4.187 |  |  | 0
|  | 2.8 | 15 | 40.7941 | 0.5 | 5 | 60 | 0.9 | 1 | 4.187 |  |  | 0
|  | 2.9 | 15 | 40.7941 | 0.5 | 5 | 60 | 0.9 | 1 | 4.187 |  |  | 0
|  | 3 | 15 | 40.7941 | 0.5 | 5 | 60 | 0.9 | 1 | 4.187 |  |  | 0
|  | 3.1 | 15 | 40.7941 | 0.5 | 5 | 60 | 0.9 | 1 | 4.187 |  |  | 0
|  | 3.2 | 15 | 40.7941 | 0.5 | 5 | 60 | 0.9 | 1 | 4.187 |  |  | 0
|  | 3.3 | 15 | 40.7941 | 0.5 | 5 | 60 | 0.9 | 1 | 4.187 |  |  | 0
|  | 3.4 | 15 | 40.7941 | 0.5 | 5 | 60 | 0.9 | 1 | 4.187 |  |  | 0
|  | 3.5 | 15 | 40.7941 | 0.5 | 5 | 60 | 0.9 | 1 | 4.187 |  |  | 0
|  | 3.6 | 15 | 40.7941 | 0.5 | 5 | 60 | 0.9 | 1 | 4.187 |  |  | 0
|  | 3.7 | 15 | 40.7941 | 0.5 | 5 | 60 | 0.9 | 1 | 4.187 |  |  | 0
|  | 3.8 | 15 | 40.7941 | 0.5 | 5 | 60 | 0.9 | 1 | 4.187 |  |  | 0
|  | 3.9 | 15 | 40.7941 | 0.5 | 5 | 60 | 0.9 | 1 | 4.187 |  |  | 0
|  | 4 | 15 | 40.7941 | 0.5 | 5 | 60 | 0.9 | 1 | 4.187 |  |  | 0
|  | 4.1 | 15 | 40.7941 | 0.5 | 5 | 60 | 0.9 | 1 | 4.187 |  |  | 0
|  | 4.2 | 15 | 40.7941 | 0.5 | 5 | 60 | 0.9 | 1 | 4.187 |  |  | 0
|  | 4.3 | 15 | 40.7941 | 0.5 | 5 | 60 | 0.9 | 1 | 4.187 |  |  | 0
|  | 4.4 | 15 | 40.7941 | 0.5 | 5 | 60 | 0.9 | 1 | 4.187 |  |  | 0
|  | 4.5 | 15 | 40.7941 | 0.5 | 5 | 60 | 0.9 | 1 | 4.187 |  |  | 0
|  | 4.6 | 15 | 40.7941 | 0.5 | 5 | 60 | 0.9 | 1 | 4.187 |  |  | 0
|  | 4.7 | 15 | 40.7941 | 0.5 | 5 | 60 | 0.9 | 1 | 4.187 |  |  | 0
|  | 4.8 | 15 | 40.7941 | 0.5 | 5 | 60 | 0.9 | 1 | 4.187 |  |  | 0
|  | 4.9 | 15 | 40.7941 | 0.5 | 5 | 60 | 0.9 | 1 | 4.187 |  |  | 0
|  | 5 | 20 | 40.7941 | 0.5 | 5 | 60 | 0.9 | 1 | 4.187 |  |  | 0.5
|  | 5.1 | 20 | 40.8441 | 0.5 | 5 | 60 | 0.9 | 1 | 4.187 |  |  | 0.495
|  | 5.2 | 20 | 40.8936 | 0.5 | 5 | 60 | 0.9 | 1 | 4.187 |  |  | 0.49005
|  | 5.3 | 20 | 40.9426 | 0.5 | 5 | 60 | 0.9 | 1 | 4.187 |  |  | 0.48515
|  | 5.4 | 20 | 40.9911 | 0.5 | 5 | 60 | 0.9 | 1 | 4.187 |  |  | 0.4803
|  | 5.5 | 20 | 41.0392 | 0.5 | 5 | 60 | 0.9 | 1 | 4.187 |  |  | 0.4755
|  | 5.6 | 20 | 41.0867 | 0.5 | 5 | 60 | 0.9 | 1 | 4.187 |  |  | 0.47074
|  | 5.7 | 20 | 41.1338 | 0.5 | 5 | 60 | 0.9 | 1 | 4.187 |  |  | 0.46603
|  | 5.8 | 20 | 41.1804 | 0.5 | 5 | 60 | 0.9 | 1 | 4.187 |  |  | 0.46137
|  | 5.9 | 20 | 41.2265 | 0.5 | 5 | 60 | 0.9 | 1 | 4.187 |  |  | 0.45676
|  | 6 | 20 | 41.2722 | 0.5 | 5 | 60 | 0.9 | 1 | 4.187 |  |  | 0.45219
|  | 6.1 | 20 | 41.3174 | 0.5 | 5 | 60 | 0.9 | 1 | 4.187 |  |  | 0.44767
|  | 6.2 | 20 | 41.3622 | 0.5 | 5 | 60 | 0.9 | 1 | 4.187 |  |  | 0.44319
|  | 6.3 | 20 | 41.4065 | 0.5 | 5 | 60 | 0.9 | 1 | 4.187 |  |  | 0.43876
|  | 6.4 | 20 | 41.4504 | 0.5 | 5 | 60 | 0.9 | 1 | 4.187 |  |  | 0.43437
|  | 6.5 | 20 | 41.4938 | 0.5 | 5 | 60 | 0.9 | 1 | 4.187 |  |  | 0.43003
|  | 6.6 | 20 | 41.5368 | 0.5 | 5 | 60 | 0.9 | 1 | 4.187 |  |  | 0.42573
|  | 6.7 | 20 | 41.5794 | 0.5 | 5 | 60 | 0.9 | 1 | 4.187 |  |  | 0.42147
|  | 6.8 | 20 | 41.6216 | 0.5 | 5 | 60 | 0.9 | 1 | 4.187 |  |  | 0.41726
|  | 6.9 | 20 | 41.6633 | 0.5 | 5 | 60 | 0.9 | 1 | 4.187 |  |  | 0.41308
|  | 7 | 20 | 41.7046 | 0.5 | 5 | 60 | 0.9 | 1 | 4.187 |  |  | 0.40895
|  | 7.1 | 20 | 41.7455 | 0.5 | 5 | 60 | 0.9 | 1 | 4.187 |  |  | 0.40486
|  | 7.2 | 20 | 41.786 | 0.5 | 5 | 60 | 0.9 | 1 | 4.187 |  |  | 0.40082
|  | 7.3 | 20 | 41.8261 | 0.5 | 5 | 60 | 0.9 | 1 | 4.187 |  |  | 0.39681
|  | 7.4 | 20 | 41.8657 | 0.5 | 5 | 60 | 0.9 | 1 | 4.187 |  |  | 0.39284
|  | 7.5 | 20 | 41.905 | 0.5 | 5 | 60 | 0.9 | 1 | 4.187 |  |  | 0.38891
|  | 7.6 | 20 | 41.9439 | 0.5 | 5 | 60 | 0.9 | 1 | 4.187 |  |  | 0.38502
|  | 7.7 | 20 | 41.9824 | 0.5 | 5 | 60 | 0.9 | 1 | 4.187 |  |  | 0.38117
|  | 7.8 | 20 | 42.0205 | 0.5 | 5 | 60 | 0.9 | 1 | 4.187 |  |  | 0.37736
|  | 7.9 | 20 | 42.0583 | 0.5 | 5 | 60 | 0.9 | 1 | 4.187 |  |  | 0.37359
|  | 8 | 20 | 42.0956 | 0.5 | 5 | 60 | 0.9 | 1 | 4.187 |  |  | 0.36985
|  | 8.1 | 20 | 42.1326 | 0.5 | 5 | 60 | 0.9 | 1 | 4.187 |  |  | 0.36615
|  | 8.2 | 20 | 42.1692 | 0.5 | 5 | 60 | 0.9 | 1 | 4.187 |  |  | 0.36249
|  | 8.3 | 20 | 42.2055 | 0.5 | 5 | 60 | 0.9 | 1 | 4.187 |  |  | 0.35887
|  | 8.4 | 20 | 42.2414 | 0.5 | 5 | 60 | 0.9 | 1 | 4.187 |  |  | 0.35528
|  | 8.5 | 20 | 42.2769 | 0.5 | 5 | 60 | 0.9 | 1 | 4.187 |  |  | 0.35172
|  | 8.6 | 20 | 42.3121 | 0.5 | 5 | 60 | 0.9 | 1 | 4.187 |  |  | 0.34821
|  | 8.7 | 20 | 42.3469 | 0.5 | 5 | 60 | 0.9 | 1 | 4.187 |  |  | 0.34472
|  | 8.8 | 20 | 42.3814 | 0.5 | 5 | 60 | 0.9 | 1 | 4.187 |  |  | 0.34128
|  | 8.9 | 20 | 42.4155 | 0.5 | 5 | 60 | 0.9 | 1 | 4.187 |  |  | 0.33786
|  | 9 | 20 | 42.4493 | 0.5 | 5 | 60 | 0.9 | 1 | 4.187 |  |  | 0.33449
|  | 9.1 | 20 | 42.4827 | 0.5 | 5 | 60 | 0.9 | 1 | 4.187 |  |  | 0.33114
|  | 9.2 | 20 | 42.5158 | 0.5 | 5 | 60 | 0.9 | 1 | 4.187 |  |  | 0.32783
|  | 9.3 | 20 | 42.5486 | 0.5 | 5 | 60 | 0.9 | 1 | 4.187 |  |  | 0.32455
|  | 9.4 | 20 | 42.5811 | 0.5 | 5 | 60 | 0.9 | 1 | 4.187 |  |  | 0.32131
|  | 9.5 | 20 | 42.6132 | 0.5 | 5 | 60 | 0.9 | 1 | 4.187 |  |  | 0.31809
|  | 9.6 | 20 | 42.645 | 0.5 | 5 | 60 | 0.9 | 1 | 4.187 |  |  | 0.31491
|  | 9.7 | 20 | 42.6765 | 0.5 | 5 | 60 | 0.9 | 1 | 4.187 |  |  | 0.31176
|  | 9.8 | 20 | 42.7077 | 0.5 | 5 | 60 | 0.9 | 1 | 4.187 |  |  | 0.30865
|  | 9.9 | 20 | 42.7385 | 0.5 | 5 | 60 | 0.9 | 1 | 4.187 |  |  | 0.30556
|  | 10 | 20 | 42.7691 | 0.5 | 5 | 60 | 0.9 | 1 | 4.187 |  |  | 0.3025
|  | 10.1 | 20 | 42.7993 | 0.5 | 5 | 60 | 0.9 | 1 | 4.187 |  |  | 0.29948
|  | 10.2 | 20 | 42.8293 | 0.5 | 5 | 60 | 0.9 | 1 | 4.187 |  |  | 0.29648
|  | 10.3 | 20 | 42.8589 | 0.5 | 5 | 60 | 0.9 | 1 | 4.187 |  |  | 0.29352
|  | 10.4 | 20 | 42.8883 | 0.5 | 5 | 60 | 0.9 | 1 | 4.187 |  |  | 0.29058
|  | 10.5 | 20 | 42.9174 | 0.5 | 5 | 60 | 0.9 | 1 | 4.187 |  |  | 0.28768
|  | 10.6 | 20 | 42.9461 | 0.5 | 5 | 60 | 0.9 | 1 | 4.187 |  |  | 0.2848
|  | 10.7 | 20 | 42.9746 | 0.5 | 5 | 60 | 0.9 | 1 | 4.187 |  |  | 0.28195
|  | 10.8 | 20 | 43.0028 | 0.5 | 5 | 60 | 0.9 | 1 | 4.187 |  |  | 0.27913
|  | 10.9 | 20 | 43.0307 | 0.5 | 5 | 60 | 0.9 | 1 | 4.187 |  |  | 0.27634
|  | 11 | 20 | 43.0583 | 0.5 | 5 | 60 | 0.9 | 1 | 4.187 |  |  | 0.27358
|  | 11.1 | 20 | 43.0857 | 0.5 | 5 | 60 | 0.9 | 1 | 4.187 |  |  | 0.27084
|  | 11.2 | 20 | 43.1128 | 0.5 | 5 | 60 | 0.9 | 1 | 4.187 |  |  | 0.26813
|  | 11.3 | 20 | 43.1396 | 0.5 | 5 | 60 | 0.9 | 1 | 4.187 |  |  | 0.26545
|  | 11.4 | 20 | 43.1661 | 0.5 | 5 | 60 | 0.9 | 1 | 4.187 |  |  | 0.2628
|  | 11.5 | 20 | 43.1924 | 0.5 | 5 | 60 | 0.9 | 1 | 4.187 |  |  | 0.26017
|  | 11.6 | 20 | 43.2184 | 0.5 | 5 | 60 | 0.9 | 1 | 4.187 |  |  | 0.25757
|  | 11.7 | 20 | 43.2442 | 0.5 | 5 | 60 | 0.9 | 1 | 4.187 |  |  | 0.25499
|  | 11.8 | 20 | 43.2697 | 0.5 | 5 | 60 | 0.9 | 1 | 4.187 |  |  | 0.25244
|  | 11.9 | 20 | 43.2949 | 0.5 | 5 | 60 | 0.9 | 1 | 4.187 |  |  | 0.24992
|  | 12 | 20 | 43.3199 | 0.5 | 5 | 60 | 0.9 | 1 | 4.187 |  |  | 0.24742
|  | 12.1 | 20 | 43.3447 | 0.5 | 5 | 60 | 0.9 | 1 | 4.187 |  |  | 0.24495
|  | 12.2 | 20 | 43.3692 | 0.5 | 5 | 60 | 0.9 | 1 | 4.187 |  |  | 0.2425
|  | 12.3 | 20 | 43.3934 | 0.5 | 5 | 60 | 0.9 | 1 | 4.187 |  |  | 0.24007
|  | 12.4 | 20 | 43.4174 | 0.5 | 5 | 60 | 0.9 | 1 | 4.187 |  |  | 0.23767
|  | 12.5 | 20 | 43.4412 | 0.5 | 5 | 60 | 0.9 | 1 | 4.187 |  |  | 0.23529
|  | 12.6 | 20 | 43.4647 | 0.5 | 5 | 60 | 0.9 | 1 | 4.187 |  |  | 0.23294
|  | 12.7 | 20 | 43.488 | 0.5 | 5 | 60 | 0.9 | 1 | 4.187 |  |  | 0.23061
|  | 12.8 | 20 | 43.5111 | 0.5 | 5 | 60 | 0.9 | 1 | 4.187 |  |  | 0.2283
|  | 12.9 | 20 | 43.5339 | 0.5 | 5 | 60 | 0.9 | 1 | 4.187 |  |  | 0.22602
|  | 13 | 20 | 43.5565 | 0.5 | 5 | 60 | 0.9 | 1 | 4.187 |  |  | 0.22376
|  | 13.1 | 20 | 43.5789 | 0.5 | 5 | 60 | 0.9 | 1 | 4.187 |  |  | 0.22152
|  | 13.2 | 20 | 43.601 | 0.5 | 5 | 60 | 0.9 | 1 | 4.187 |  |  | 0.21931
|  | 13.3 | 20 | 43.623 | 0.5 | 5 | 60 | 0.9 | 1 | 4.187 |  |  | 0.21712
|  | 13.4 | 20 | 43.6447 | 0.5 | 5 | 60 | 0.9 | 1 | 4.187 |  |  | 0.21494
|  | 13.5 | 20 | 43.6662 | 0.5 | 5 | 60 | 0.9 | 1 | 4.187 |  |  | 0.2128
|  | 13.6 | 20 | 43.6875 | 0.5 | 5 | 60 | 0.9 | 1 | 4.187 |  |  | 0.21067
|  | 13.7 | 20 | 43.7085 | 0.5 | 5 | 60 | 0.9 | 1 | 4.187 |  |  | 0.20856
|  | 13.8 | 20 | 43.7294 | 0.5 | 5 | 60 | 0.9 | 1 | 4.187 |  |  | 0.20647
|  | 13.9 | 20 | 43.75 | 0.5 | 5 | 60 | 0.9 | 1 | 4.187 |  |  | 0.20441
|  | 14 | 20 | 43.7705 | 0.5 | 5 | 60 | 0.9 | 1 | 4.187 |  |  | 0.20237
|  | 14.1 | 20 | 43.7907 | 0.5 | 5 | 60 | 0.9 | 1 | 4.187 |  |  | 0.20034
|  | 14.2 | 20 | 43.8107 | 0.5 | 5 | 60 | 0.9 | 1 | 4.187 |  |  | 0.19834
|  | 14.3 | 20 | 43.8306 | 0.5 | 5 | 60 | 0.9 | 1 | 4.187 |  |  | 0.19636
|  | 14.4 | 20 | 43.8502 | 0.5 | 5 | 60 | 0.9 | 1 | 4.187 |  |  | 0.19439
|  | 14.5 | 20 | 43.8696 | 0.5 | 5 | 60 | 0.9 | 1 | 4.187 |  |  | 0.19245
|  | 14.6 | 20 | 43.8889 | 0.5 | 5 | 60 | 0.9 | 1 | 4.187 |  |  | 0.19052
|  | 14.7 | 20 | 43.9079 | 0.5 | 5 | 60 | 0.9 | 1 | 4.187 |  |  | 0.18862
|  | 14.8 | 20 | 43.9268 | 0.5 | 5 | 60 | 0.9 | 1 | 4.187 |  |  | 0.18673
|  | 14.9 | 20 | 43.9455 | 0.5 | 5 | 60 | 0.9 | 1 | 4.187 |  |  | 0.18486
|  | 15 | 20 | 43.964 | 0.5 | 5 | 60 | 0.9 | 1 | 4.187 |  |  | 0.18302
|  | 15.1 | 20 | 43.9823 | 0.5 | 5 | 60 | 0.9 | 1 | 4.187 |  |  | 0.18119
|  | 15.2 | 20 | 44.0004 | 0.5 | 5 | 60 | 0.9 | 1 | 4.187 |  |  | 0.17937
|  | 15.3 | 20 | 44.0183 | 0.5 | 5 | 60 | 0.9 | 1 | 4.187 |  |  | 0.17758
|  | 15.4 | 20 | 44.0361 | 0.5 | 5 | 60 | 0.9 | 1 | 4.187 |  |  | 0.1758
|  | 15.5 | 20 | 44.0537 | 0.5 | 5 | 60 | 0.9 | 1 | 4.187 |  |  | 0.17405
|  | 15.6 | 20 | 44.0711 | 0.5 | 5 | 60 | 0.9 | 1 | 4.187 |  |  | 0.17231
|  | 15.7 | 20 | 44.0883 | 0.5 | 5 | 60 | 0.9 | 1 | 4.187 |  |  | 0.17058
|  | 15.8 | 20 | 44.1054 | 0.5 | 5 | 60 | 0.9 | 1 | 4.187 |  |  | 0.16888
|  | 15.9 | 20 | 44.1222 | 0.5 | 5 | 60 | 0.9 | 1 | 4.187 |  |  | 0.16719
|  | 16 | 20 | 44.139 | 0.5 | 5 | 60 | 0.9 | 1 | 4.187 |  |  | 0.16552
|  | 16.1 | 20 | 44.1555 | 0.5 | 5 | 60 | 0.9 | 1 | 4.187 |  |  | 0.16386
|  | 16.2 | 20 | 44.1719 | 0.5 | 5 | 60 | 0.9 | 1 | 4.187 |  |  | 0.16222
|  | 16.3 | 20 | 44.1881 | 0.5 | 5 | 60 | 0.9 | 1 | 4.187 |  |  | 0.1606
|  | 16.4 | 20 | 44.2042 | 0.5 | 5 | 60 | 0.9 | 1 | 4.187 |  |  | 0.15899
|  | 16.5 | 20 | 44.2201 | 0.5 | 5 | 60 | 0.9 | 1 | 4.187 |  |  | 0.1574
|  | 16.6 | 20 | 44.2358 | 0.5 | 5 | 60 | 0.9 | 1 | 4.187 |  |  | 0.15583
|  | 16.7 | 20 | 44.2514 | 0.5 | 5 | 60 | 0.9 | 1 | 4.187 |  |  | 0.15427
|  | 16.8 | 20 | 44.2668 | 0.5 | 5 | 60 | 0.9 | 1 | 4.187 |  |  | 0.15273
|  | 16.9 | 20 | 44.2821 | 0.5 | 5 | 60 | 0.9 | 1 | 4.187 |  |  | 0.1512
|  | 17 | 20 | 44.2972 | 0.5 | 5 | 60 | 0.9 | 1 | 4.187 |  |  | 0.14969
|  | 17.1 | 20 | 44.3122 | 0.5 | 5 | 60 | 0.9 | 1 | 4.187 |  |  | 0.14819
|  | 17.2 | 20 | 44.327 | 0.5 | 5 | 60 | 0.9 | 1 | 4.187 |  |  | 0.14671
|  | 17.3 | 20 | 44.3417 | 0.5 | 5 | 60 | 0.9 | 1 | 4.187 |  |  | 0.14524
|  | 17.4 | 20 | 44.3562 | 0.5 | 5 | 60 | 0.9 | 1 | 4.187 |  |  | 0.14379
|  | 17.5 | 20 | 44.3706 | 0.5 | 5 | 60 | 0.9 | 1 | 4.187 |  |  | 0.14235
|  | 17.6 | 20 | 44.3848 | 0.5 | 5 | 60 | 0.9 | 1 | 4.187 |  |  | 0.14093
|  | 17.7 | 20 | 44.3989 | 0.5 | 5 | 60 | 0.9 | 1 | 4.187 |  |  | 0.13952
|  | 17.8 | 20 | 44.4129 | 0.5 | 5 | 60 | 0.9 | 1 | 4.187 |  |  | 0.13813
|  | 17.9 | 20 | 44.4267 | 0.5 | 5 | 60 | 0.9 | 1 | 4.187 |  |  | 0.13674
|  | 18 | 20 | 44.4404 | 0.5 | 5 | 60 | 0.9 | 1 | 4.187 |  |  | 0.13538
|  | 18.1 | 20 | 44.4539 | 0.5 | 5 | 60 | 0.9 | 1 | 4.187 |  |  | 0.13402
|  | 18.2 | 20 | 44.4673 | 0.5 | 5 | 60 | 0.9 | 1 | 4.187 |  |  | 0.13268
|  | 18.3 | 20 | 44.4806 | 0.5 | 5 | 60 | 0.9 | 1 | 4.187 |  |  | 0.13136
|  | 18.4 | 20 | 44.4937 | 0.5 | 5 | 60 | 0.9 | 1 | 4.187 |  |  | 0.13004
|  | 18.5 | 20 | 44.5067 | 0.5 | 5 | 60 | 0.9 | 1 | 4.187 |  |  | 0.12874
|  | 18.6 | 20 | 44.5196 | 0.5 | 5 | 60 | 0.9 | 1 | 4.187 |  |  | 0.12745
|  | 18.7 | 20 | 44.5323 | 0.5 | 5 | 60 | 0.9 | 1 | 4.187 |  |  | 0.12618
|  | 18.8 | 20 | 44.5449 | 0.5 | 5 | 60 | 0.9 | 1 | 4.187 |  |  | 0.12492
|  | 18.9 | 20 | 44.5574 | 0.5 | 5 | 60 | 0.9 | 1 | 4.187 |  |  | 0.12367
|  | 19 | 20 | 44.5698 | 0.5 | 5 | 60 | 0.9 | 1 | 4.187 |  |  | 0.12243
|  | 19.1 | 20 | 44.582 | 0.5 | 5 | 60 | 0.9 | 1 | 4.187 |  |  | 0.12121
|  | 19.2 | 20 | 44.5942 | 0.5 | 5 | 60 | 0.9 | 1 | 4.187 |  |  | 0.12
|  | 19.3 | 20 | 44.6062 | 0.5 | 5 | 60 | 0.9 | 1 | 4.187 |  |  | 0.1188
|  | 19.4 | 20 | 44.618 | 0.5 | 5 | 60 | 0.9 | 1 | 4.187 |  |  | 0.11761
|  | 19.5 | 20 | 44.6298 | 0.5 | 5 | 60 | 0.9 | 1 | 4.187 |  |  | 0.11643
|  | 19.6 | 20 | 44.6414 | 0.5 | 5 | 60 | 0.9 | 1 | 4.187 |  |  | 0.11527
|  | 19.7 | 20 | 44.653 | 0.5 | 5 | 60 | 0.9 | 1 | 4.187 |  |  | 0.11412
|  | 19.8 | 20 | 44.6644 | 0.5 | 5 | 60 | 0.9 | 1 | 4.187 |  |  | 0.11297
|  | 19.9 | 20 | 44.6757 | 0.5 | 5 | 60 | 0.9 | 1 | 4.187 |  |  | 0.11184
|  | 20 | 20 | 44.6869 | 0.5 | 5 | 60 | 0.9 | 1 | 4.187 |  |  | 0.11073
|  | 20.1 | 20 | 44.6979 | 0.5 | 5 | 60 | 0.9 | 1 | 4.187 |  |  | 0.10962
|  | 20.2 | 20 | 44.7089 | 0.5 | 5 | 60 | 0.9 | 1 | 4.187 |  |  | 0.10852
|  | 20.3 | 20 | 44.7198 | 0.5 | 5 | 60 | 0.9 | 1 | 4.187 |  |  | 0.10744
|  | 20.4 | 20 | 44.7305 | 0.5 | 5 | 60 | 0.9 | 1 | 4.187 |  |  | 0.10636
|  | 20.5 | 20 | 44.7411 | 0.5 | 5 | 60 | 0.9 | 1 | 4.187 |  |  | 0.1053
|  | 20.6 | 20 | 44.7517 | 0.5 | 5 | 60 | 0.9 | 1 | 4.187 |  |  | 0.10425
|  | 20.7 | 20 | 44.7621 | 0.5 | 5 | 60 | 0.9 | 1 | 4.187 |  |  | 0.1032
|  | 20.8 | 20 | 44.7724 | 0.5 | 5 | 60 | 0.9 | 1 | 4.187 |  |  | 0.10217
|  | 20.9 | 20 | 44.7826 | 0.5 | 5 | 60 | 0.9 | 1 | 4.187 |  |  | 0.10115
|  | 21 | 20 | 44.7927 | 0.5 | 5 | 60 | 0.9 | 1 | 4.187 |  |  | 0.10014
|  | 21.1 | 20 | 44.8028 | 0.5 | 5 | 60 | 0.9 | 1 | 4.187 |  |  | 0.099137
|  | 21.2 | 20 | 44.8127 | 0.5 | 5 | 60 | 0.9 | 1 | 4.187 |  |  | 0.098146
|  | 21.3 | 20 | 44.8225 | 0.5 | 5 | 60 | 0.9 | 1 | 4.187 |  |  | 0.097164
|  | 21.4 | 20 | 44.8322 | 0.5 | 5 | 60 | 0.9 | 1 | 4.187 |  |  | 0.096193
|  | 21.5 | 20 | 44.8418 | 0.5 | 5 | 60 | 0.9 | 1 | 4.187 |  |  | 0.095231
|  | 21.6 | 20 | 44.8513 | 0.5 | 5 | 60 | 0.9 | 1 | 4.187 |  |  | 0.094278
|  | 21.7 | 20 | 44.8608 | 0.5 | 5 | 60 | 0.9 | 1 | 4.187 |  |  | 0.093336
|  | 21.8 | 20 | 44.8701 | 0.5 | 5 | 60 | 0.9 | 1 | 4.187 |  |  | 0.092402
|  | 21.9 | 20 | 44.8793 | 0.5 | 5 | 60 | 0.9 | 1 | 4.187 |  |  | 0.091478
|  | 22 | 20 | 44.8885 | 0.5 | 5 | 60 | 0.9 | 1 | 4.187 |  |  | 0.090563
|  | 22.1 | 20 | 44.8975 | 0.5 | 5 | 60 | 0.9 | 1 | 4.187 |  |  | 0.089658
|  | 22.2 | 20 | 44.9065 | 0.5 | 5 | 60 | 0.9 | 1 | 4.187 |  |  | 0.088761
|  | 22.3 | 20 | 44.9154 | 0.5 | 5 | 60 | 0.9 | 1 | 4.187 |  |  | 0.087874
|  | 22.4 | 20 | 44.9242 | 0.5 | 5 | 60 | 0.9 | 1 | 4.187 |  |  | 0.086995
|  | 22.5 | 20 | 44.9329 | 0.5 | 5 | 60 | 0.9 | 1 | 4.187 |  |  | 0.086125
|  | 22.6 | 20 | 44.9415 | 0.5 | 5 | 60 | 0.9 | 1 | 4.187 |  |  | 0.085264
|  | 22.7 | 20 | 44.95 | 0.5 | 5 | 60 | 0.9 | 1 | 4.187 |  |  | 0.084411
|  | 22.8 | 20 | 44.9585 | 0.5 | 5 | 60 | 0.9 | 1 | 4.187 |  |  | 0.083567
|  | 22.9 | 20 | 44.9668 | 0.5 | 5 | 60 | 0.9 | 1 | 4.187 |  |  | 0.082731
|  | 23 | 20 | 44.9751 | 0.5 | 5 | 60 | 0.9 | 1 | 4.187 |  |  | 0.081904
|  | 23.1 | 20 | 44.9833 | 0.5 | 5 | 60 | 0.9 | 1 | 4.187 |  |  | 0.081085
|  | 23.2 | 20 | 44.9914 | 0.5 | 5 | 60 | 0.9 | 1 | 4.187 |  |  | 0.080274
|  | 23.3 | 20 | 44.9994 | 0.5 | 5 | 60 | 0.9 | 1 | 4.187 |  |  | 0.079471
|  | 23.4 | 20 | 45.0074 | 0.5 | 5 | 60 | 0.9 | 1 | 4.187 |  |  | 0.078677
|  | 23.5 | 20 | 45.0152 | 0.5 | 5 | 60 | 0.9 | 1 | 4.187 |  |  | 0.07789
|  | 23.6 | 20 | 45.023 | 0.5 | 5 | 60 | 0.9 | 1 | 4.187 |  |  | 0.077111
|  | 23.7 | 20 | 45.0307 | 0.5 | 5 | 60 | 0.9 | 1 | 4.187 |  |  | 0.07634
|  | 23.8 | 20 | 45.0384 | 0.5 | 5 | 60 | 0.9 | 1 | 4.187 |  |  | 0.075576
|  | 23.9 | 20 | 45.0459 | 0.5 | 5 | 60 | 0.9 | 1 | 4.187 |  |  | 0.074821
|  | 24 | 20 | 45.0534 | 0.5 | 5 | 60 | 0.9 | 1 | 4.187 |  |  | 0.074072
|  | 24.1 | 20 | 45.0608 | 0.5 | 5 | 60 | 0.9 | 1 | 4.187 |  |  | 0.073332
|  | 24.2 | 20 | 45.0681 | 0.5 | 5 | 60 | 0.9 | 1 | 4.187 |  |  | 0.072598
|  | 24.3 | 20 | 45.0754 | 0.5 | 5 | 60 | 0.9 | 1 | 4.187 |  |  | 0.071872
|  | 24.4 | 20 | 45.0826 | 0.5 | 5 | 60 | 0.9 | 1 | 4.187 |  |  | 0.071154
|  | 24.5 | 20 | 45.0897 | 0.5 | 5 | 60 | 0.9 | 1 | 4.187 |  |  | 0.070442
|  | 24.6 | 20 | 45.0967 | 0.5 | 5 | 60 | 0.9 | 1 | 4.187 |  |  | 0.069738
|  | 24.7 | 20 | 45.1037 | 0.5 | 5 | 60 | 0.9 | 1 | 4.187 |  |  | 0.06904
|  | 24.8 | 20 | 45.1106 | 0.5 | 5 | 60 | 0.9 | 1 | 4.187 |  |  | 0.06835
|  | 24.9 | 20 | 45.1175 | 0.5 | 5 | 60 | 0.9 | 1 | 4.187 |  |  | 0.067667
|  | 25 | 20 | 45.1242 | 0.5 | 5 | 60 | 0.9 | 1 | 4.187 |  |  | 0.06699
|  | 25.1 | 20 | 45.1309 | 0.5 | 5 | 60 | 0.9 | 1 | 4.187 |  |  | 0.06632
|  | 25.2 | 20 | 45.1376 | 0.5 | 5 | 60 | 0.9 | 1 | 4.187 |  |  | 0.065657
|  | 25.3 | 20 | 45.1441 | 0.5 | 5 | 60 | 0.9 | 1 | 4.187 |  |  | 0.065
|  | 25.4 | 20 | 45.1506 | 0.5 | 5 | 60 | 0.9 | 1 | 4.187 |  |  | 0.06435
|  | 25.5 | 20 | 45.1571 | 0.5 | 5 | 60 | 0.9 | 1 | 4.187 |  |  | 0.063707
|  | 25.6 | 20 | 45.1634 | 0.5 | 5 | 60 | 0.9 | 1 | 4.187 |  |  | 0.06307
|  | 25.7 | 20 | 45.1697 | 0.5 | 5 | 60 | 0.9 | 1 | 4.187 |  |  | 0.062439
|  | 25.8 | 20 | 45.176 | 0.5 | 5 | 60 | 0.9 | 1 | 4.187 |  |  | 0.061815
|  | 25.9 | 20 | 45.1822 | 0.5 | 5 | 60 | 0.9 | 1 | 4.187 |  |  | 0.061196
|  | 26 | 20 | 45.1883 | 0.5 | 5 | 60 | 0.9 | 1 | 4.187 |  |  | 0.060584
|  | 26.1 | 20 | 45.1943 | 0.5 | 5 | 60 | 0.9 | 1 | 4.187 |  |  | 0.059979
|  | 26.2 | 20 | 45.2003 | 0.5 | 5 | 60 | 0.9 | 1 | 4.187 |  |  | 0.059379
|  | 26.3 | 20 | 45.2063 | 0.5 | 5 | 60 | 0.9 | 1 | 4.187 |  |  | 0.058785
|  | 26.4 | 20 | 45.2122 | 0.5 | 5 | 60 | 0.9 | 1 | 4.187 |  |  | 0.058197
|  | 26.5 | 20 | 45.218 | 0.5 | 5 | 60 | 0.9 | 1 | 4.187 |  |  | 0.057615
|  | 26.6 | 20 | 45.2237 | 0.5 | 5 | 60 | 0.9 | 1 | 4.187 |  |  | 0.057039
|  | 26.7 | 20 | 45.2294 | 0.5 | 5 | 60 | 0.9 | 1 | 4.187 |  |  | 0.056469
|  | 26.8 | 20 | 45.2351 | 0.5 | 5 | 60 | 0.9 | 1 | 4.187 |  |  | 0.055904
|  | 26.9 | 20 | 45.2407 | 0.5 | 5 | 60 | 0.9 | 1 | 4.187 |  |  | 0.055345
|  | 27 | 20 | 45.2462 | 0.5 | 5 | 60 | 0.9 | 1 | 4.187 |  |  | 0.054791
|  | 27.1 | 20 | 45.2517 | 0.5 | 5 | 60 | 0.9 | 1 | 4.187 |  |  | 0.054244
|  | 27.2 | 20 | 45.2571 | 0.5 | 5 | 60 | 0.9 | 1 | 4.187 |  |  | 0.053701
|  | 27.3 | 20 | 45.2625 | 0.5 | 5 | 60 | 0.9 | 1 | 4.187 |  |  | 0.053164
|  | 27.4 | 20 | 45.2678 | 0.5 | 5 | 60 | 0.9 | 1 | 4.187 |  |  | 0.052632
|  | 27.5 | 20 | 45.2731 | 0.5 | 5 | 60 | 0.9 | 1 | 4.187 |  |  | 0.052106
|  | 27.6 | 20 | 45.2783 | 0.5 | 5 | 60 | 0.9 | 1 | 4.187 |  |  | 0.051585
|  | 27.7 | 20 | 45.2834 | 0.5 | 5 | 60 | 0.9 | 1 | 4.187 |  |  | 0.051069
|  | 27.8 | 20 | 45.2885 | 0.5 | 5 | 60 | 0.9 | 1 | 4.187 |  |  | 0.050559
|  | 27.9 | 20 | 45.2936 | 0.5 | 5 | 60 | 0.9 | 1 | 4.187 |  |  | 0.050053
|  | 28 | 20 | 45.2986 | 0.5 | 5 | 60 | 0.9 | 1 | 4.187 |  |  | 0.049552
|  | 28.1 | 20 | 45.3036 | 0.5 | 5 | 60 | 0.9 | 1 | 4.187 |  |  | 0.049057
|  | 28.2 | 20 | 45.3085 | 0.5 | 5 | 60 | 0.9 | 1 | 4.187 |  |  | 0.048566
|  | 28.3 | 20 | 45.3133 | 0.5 | 5 | 60 | 0.9 | 1 | 4.187 |  |  | 0.048081
|  | 28.4 | 20 | 45.3181 | 0.5 | 5 | 60 | 0.9 | 1 | 4.187 |  |  | 0.0476
|  | 28.5 | 20 | 45.3229 | 0.5 | 5 | 60 | 0.9 | 1 | 4.187 |  |  | 0.047124
|  | 28.6 | 20 | 45.3276 | 0.5 | 5 | 60 | 0.9 | 1 | 4.187 |  |  | 0.046653
|  | 28.7 | 20 | 45.3323 | 0.5 | 5 | 60 | 0.9 | 1 | 4.187 |  |  | 0.046186
|  | 28.8 | 20 | 45.3369 | 0.5 | 5 | 60 | 0.9 | 1 | 4.187 |  |  | 0.045724
|  | 28.9 | 20 | 45.3415 | 0.5 | 5 | 60 | 0.9 | 1 | 4.187 |  |  | 0.045267
|  | 29 | 20 | 45.346 | 0.5 | 5 | 60 | 0.9 | 1 | 4.187 |  |  | 0.044814
|  | 29.1 | 20 | 45.3505 | 0.5 | 5 | 60 | 0.9 | 1 | 4.187 |  |  | 0.044366
|  | 29.2 | 20 | 45.3549 | 0.5 | 5 | 60 | 0.9 | 1 | 4.187 |  |  | 0.043923
|  | 29.3 | 20 | 45.3593 | 0.5 | 5 | 60 | 0.9 | 1 | 4.187 |  |  | 0.043483
|  | 29.4 | 20 | 45.3636 | 0.5 | 5 | 60 | 0.9 | 1 | 4.187 |  |  | 0.043048
|  | 29.5 | 20 | 45.3679 | 0.5 | 5 | 60 | 0.9 | 1 | 4.187 |  |  | 0.042618
|  | 29.6 | 20 | 45.3722 | 0.5 | 5 | 60 | 0.9 | 1 | 4.187 |  |  | 0.042192
|  | 29.7 | 20 | 45.3764 | 0.5 | 5 | 60 | 0.9 | 1 | 4.187 |  |  | 0.04177
|  | 29.8 | 20 | 45.3806 | 0.5 | 5 | 60 | 0.9 | 1 | 4.187 |  |  | 0.041352
|  | 29.9 | 20 | 45.3847 | 0.5 | 5 | 60 | 0.9 | 1 | 4.187 |  |  | 0.040939
|  | 30 | 20 | 45.3888 | 0.5 | 5 | 60 | 0.9 | 1 | 4.187 |  |  | 0.040529
|  | 30.1 | 20 | 45.3929 | 0.5 | 5 | 60 | 0.9 | 1 | 4.187 |  |  | 0.040124
|  | 30.2 | 20 | 45.3969 | 0.5 | 5 | 60 | 0.9 | 1 | 4.187 |  |  | 0.039723
|  | 30.3 | 20 | 45.4009 | 0.5 | 5 | 60 | 0.9 | 1 | 4.187 |  |  | 0.039325
|  | 30.4 | 20 | 45.4048 | 0.5 | 5 | 60 | 0.9 | 1 | 4.187 |  |  | 0.038932
|  | 30.5 | 20 | 45.4087 | 0.5 | 5 | 60 | 0.9 | 1 | 4.187 |  |  | 0.038543
|  | 30.6 | 20 | 45.4125 | 0.5 | 5 | 60 | 0.9 | 1 | 4.187 |  |  | 0.038157
|  | 30.7 | 20 | 45.4164 | 0.5 | 5 | 60 | 0.9 | 1 | 4.187 |  |  | 0.037776
|  | 30.8 | 20 | 45.4201 | 0.5 | 5 | 60 | 0.9 | 1 | 4.187 |  |  | 0.037398
|  | 30.9 | 20 | 45.4239 | 0.5 | 5 | 60 | 0.9 | 1 | 4.187 |  |  | 0.037024
|  | 31 | 20 | 45.4276 | 0.5 | 5 | 60 | 0.9 | 1 | 4.187 |  |  | 0.036654
|  | 31.1 | 20 | 45.4313 | 0.5 | 5 | 60 | 0.9 | 1 | 4.187 |  |  | 0.036287
|  | 31.2 | 20 | 45.4349 | 0.5 | 5 | 60 | 0.9 | 1 | 4.187 |  |  | 0.035925
|  | 31.3 | 20 | 45.4385 | 0.5 | 5 | 60 | 0.9 | 1 | 4.187 |  |  | 0.035565
|  | 31.4 | 20 | 45.442 | 0.5 | 5 | 60 | 0.9 | 1 | 4.187 |  |  | 0.03521
|  | 31.5 | 20 | 45.4455 | 0.5 | 5 | 60 | 0.9 | 1 | 4.187 |  |  | 0.034858
|  | 31.6 | 20 | 45.449 | 0.5 | 5 | 60 | 0.9 | 1 | 4.187 |  |  | 0.034509
|  | 31.7 | 20 | 45.4525 | 0.5 | 5 | 60 | 0.9 | 1 | 4.187 |  |  | 0.034164
|  | 31.8 | 20 | 45.4559 | 0.5 | 5 | 60 | 0.9 | 1 | 4.187 |  |  | 0.033822
|  | 31.9 | 20 | 45.4593 | 0.5 | 5 | 60 | 0.9 | 1 | 4.187 |  |  | 0.033484
|  | 32 | 20 | 45.4626 | 0.5 | 5 | 60 | 0.9 | 1 | 4.187 |  |  | 0.033149
|  | 32.1 | 20 | 45.4659 | 0.5 | 5 | 60 | 0.9 | 1 | 4.187 |  |  | 0.032818
|  | 32.2 | 20 | 45.4692 | 0.5 | 5 | 60 | 0.9 | 1 | 4.187 |  |  | 0.032489
|  | 32.3 | 20 | 45.4725 | 0.5 | 5 | 60 | 0.9 | 1 | 4.187 |  |  | 0.032165
|  | 32.4 | 20 | 45.4757 | 0.5 | 5 | 60 | 0.9 | 1 | 4.187 |  |  | 0.031843
|  | 32.5 | 20 | 45.4789 | 0.5 | 5 | 60 | 0.9 | 1 | 4.187 |  |  | 0.031525
|  | 32.6 | 20 | 45.482 | 0.5 | 5 | 60 | 0.9 | 1 | 4.187 |  |  | 0.031209
|  | 32.7 | 20 | 45.4852 | 0.5 | 5 | 60 | 0.9 | 1 | 4.187 |  |  | 0.030897
|  | 32.8 | 20 | 45.4882 | 0.5 | 5 | 60 | 0.9 | 1 | 4.187 |  |  | 0.030588
|  | 32.9 | 20 | 45.4913 | 0.5 | 5 | 60 | 0.9 | 1 | 4.187 |  |  | 0.030282
|  | 33 | 20 | 45.4943 | 0.5 | 5 | 60 | 0.9 | 1 | 4.187 |  |  | 0.02998
|  | 33.1 | 20 | 45.4973 | 0.5 | 5 | 60 | 0.9 | 1 | 4.187 |  |  | 0.02968
|  | 33.2 | 20 | 45.5003 | 0.5 | 5 | 60 | 0.9 | 1 | 4.187 |  |  | 0.029383
|  | 33.3 | 20 | 45.5032 | 0.5 | 5 | 60 | 0.9 | 1 | 4.187 |  |  | 0.029089
|  | 33.4 | 20 | 45.5061 | 0.5 | 5 | 60 | 0.9 | 1 | 4.187 |  |  | 0.028798
|  | 33.5 | 20 | 45.509 | 0.5 | 5 | 60 | 0.9 | 1 | 4.187 |  |  | 0.02851
|  | 33.6 | 20 | 45.5119 | 0.5 | 5 | 60 | 0.9 | 1 | 4.187 |  |  | 0.028225
|  | 33.7 | 20 | 45.5147 | 0.5 | 5 | 60 | 0.9 | 1 | 4.187 |  |  | 0.027943
|  | 33.8 | 20 | 45.5175 | 0.5 | 5 | 60 | 0.9 | 1 | 4.187 |  |  | 0.027663
|  | 33.9 | 20 | 45.5203 | 0.5 | 5 | 60 | 0.9 | 1 | 4.187 |  |  | 0.027387
|  | 34 | 20 | 45.523 | 0.5 | 5 | 60 | 0.9 | 1 | 4.187 |  |  | 0.027113
|  | 34.1 | 20 | 45.5257 | 0.5 | 5 | 60 | 0.9 | 1 | 4.187 |  |  | 0.026842
|  | 34.2 | 20 | 45.5284 | 0.5 | 5 | 60 | 0.9 | 1 | 4.187 |  |  | 0.026573
|  | 34.3 | 20 | 45.531 | 0.5 | 5 | 60 | 0.9 | 1 | 4.187 |  |  | 0.026308
|  | 34.4 | 20 | 45.5337 | 0.5 | 5 | 60 | 0.9 | 1 | 4.187 |  |  | 0.026045
|  | 34.5 | 20 | 45.5363 | 0.5 | 5 | 60 | 0.9 | 1 | 4.187 |  |  | 0.025784
|  | 34.6 | 20 | 45.5389 | 0.5 | 5 | 60 | 0.9 | 1 | 4.187 |  |  | 0.025526
|  | 34.7 | 20 | 45.5414 | 0.5 | 5 | 60 | 0.9 | 1 | 4.187 |  |  | 0.025271
|  | 34.8 | 20 | 45.5439 | 0.5 | 5 | 60 | 0.9 | 1 | 4.187 |  |  | 0.025018
|  | 34.9 | 20 | 45.5464 | 0.5 | 5 | 60 | 0.9 | 1 | 4.187 |  |  | 0.024768
|  | 35 | 20 | 45.5489 | 0.5 | 5 | 60 | 0.9 | 1 | 4.187 |  |  | 0.02452
|  | 35.1 | 20 | 45.5514 | 0.5 | 5 | 60 | 0.9 | 1 | 4.187 |  |  | 0.024275
|  | 35.2 | 20 | 45.5538 | 0.5 | 5 | 60 | 0.9 | 1 | 4.187 |  |  | 0.024032
|  | 35.3 | 20 | 45.5562 | 0.5 | 5 | 60 | 0.9 | 1 | 4.187 |  |  | 0.023792
|  | 35.4 | 20 | 45.5586 | 0.5 | 5 | 60 | 0.9 | 1 | 4.187 |  |  | 0.023554
|  | 35.5 | 20 | 45.5609 | 0.5 | 5 | 60 | 0.9 | 1 | 4.187 |  |  | 0.023319
|  | 35.6 | 20 | 45.5633 | 0.5 | 5 | 60 | 0.9 | 1 | 4.187 |  |  | 0.023086
|  | 35.7 | 20 | 45.5656 | 0.5 | 5 | 60 | 0.9 | 1 | 4.187 |  |  | 0.022855
|  | 35.8 | 20 | 45.5679 | 0.5 | 5 | 60 | 0.9 | 1 | 4.187 |  |  | 0.022626
|  | 35.9 | 20 | 45.5701 | 0.5 | 5 | 60 | 0.9 | 1 | 4.187 |  |  | 0.0224
|  | 36 | 20 | 45.5724 | 0.5 | 5 | 60 | 0.9 | 1 | 4.187 |  |  | 0.022176
|  | 36.1 | 20 | 45.5746 | 0.5 | 5 | 60 | 0.9 | 1 | 4.187 |  |  | 0.021954
|  | 36.2 | 20 | 45.5768 | 0.5 | 5 | 60 | 0.9 | 1 | 4.187 |  |  | 0.021735
|  | 36.3 | 20 | 45.579 | 0.5 | 5 | 60 | 0.9 | 1 | 4.187 |  |  | 0.021517
|  | 36.4 | 20 | 45.5811 | 0.5 | 5 | 60 | 0.9 | 1 | 4.187 |  |  | 0.021302
|  | 36.5 | 20 | 45.5832 | 0.5 | 5 | 60 | 0.9 | 1 | 4.187 |  |  | 0.021089
|  | 36.6 | 20 | 45.5853 | 0.5 | 5 | 60 | 0.9 | 1 | 4.187 |  |  | 0.020878
|  | 36.7 | 20 | 45.5874 | 0.5 | 5 | 60 | 0.9 | 1 | 4.187 |  |  | 0.020669
|  | 36.8 | 20 | 45.5895 | 0.5 | 5 | 60 | 0.9 | 1 | 4.187 |  |  | 0.020463
|  | 36.9 | 20 | 45.5915 | 0.5 | 5 | 60 | 0.9 | 1 | 4.187 |  |  | 0.020258
|  | 37 | 20 | 45.5936 | 0.5 | 5 | 60 | 0.9 | 1 | 4.187 |  |  | 0.020055
|  | 37.1 | 20 | 45.5956 | 0.5 | 5 | 60 | 0.9 | 1 | 4.187 |  |  | 0.019855
|  | 37.2 | 20 | 45.5976 | 0.5 | 5 | 60 | 0.9 | 1 | 4.187 |  |  | 0.019656
|  | 37.3 | 20 | 45.5995 | 0.5 | 5 | 60 | 0.9 | 1 | 4.187 |  |  | 0.01946
|  | 37.4 | 20 | 45.6015 | 0.5 | 5 | 60 | 0.9 | 1 | 4.187 |  |  | 0.019265
|  | 37.5 | 20 | 45.6034 | 0.5 | 5 | 60 | 0.9 | 1 | 4.187 |  |  | 0.019073
|  | 37.6 | 20 | 45.6053 | 0.5 | 5 | 60 | 0.9 | 1 | 4.187 |  |  | 0.018882
|  | 37.7 | 20 | 45.6072 | 0.5 | 5 | 60 | 0.9 | 1 | 4.187 |  |  | 0.018693
|  | 37.8 | 20 | 45.6091 | 0.5 | 5 | 60 | 0.9 | 1 | 4.187 |  |  | 0.018506
|  | 37.9 | 20 | 45.6109 | 0.5 | 5 | 60 | 0.9 | 1 | 4.187 |  |  | 0.018321
|  | 38 | 20 | 45.6127 | 0.5 | 5 | 60 | 0.9 | 1 | 4.187 |  |  | 0.018138
|  | 38.1 | 20 | 45.6146 | 0.5 | 5 | 60 | 0.9 | 1 | 4.187 |  |  | 0.017956
|  | 38.2 | 20 | 45.6164 | 0.5 | 5 | 60 | 0.9 | 1 | 4.187 |  |  | 0.017777
|  | 38.3 | 20 | 45.6181 | 0.5 | 5 | 60 | 0.9 | 1 | 4.187 |  |  | 0.017599
|  | 38.4 | 20 | 45.6199 | 0.5 | 5 | 60 | 0.9 | 1 | 4.187 |  |  | 0.017423
|  | 38.5 | 20 | 45.6216 | 0.5 | 5 | 60 | 0.9 | 1 | 4.187 |  |  | 0.017249
|  | 38.6 | 20 | 45.6234 | 0.5 | 5 | 60 | 0.9 | 1 | 4.187 |  |  | 0.017076
|  | 38.7 | 20 | 45.6251 | 0.5 | 5 | 60 | 0.9 | 1 | 4.187 |  |  | 0.016906
|  | 38.8 | 20 | 45.6268 | 0.5 | 5 | 60 | 0.9 | 1 | 4.187 |  |  | 0.016737
|  | 38.9 | 20 | 45.6284 | 0.5 | 5 | 60 | 0.9 | 1 | 4.187 |  |  | 0.016569
|  | 39 | 20 | 45.6301 | 0.5 | 5 | 60 | 0.9 | 1 | 4.187 |  |  | 0.016403
|  | 39.1 | 20 | 45.6317 | 0.5 | 5 | 60 | 0.9 | 1 | 4.187 |  |  | 0.016239
|  | 39.2 | 20 | 45.6334 | 0.5 | 5 | 60 | 0.9 | 1 | 4.187 |  |  | 0.016077
|  | 39.3 | 20 | 45.635 | 0.5 | 5 | 60 | 0.9 | 1 | 4.187 |  |  | 0.015916
|  | 39.4 | 20 | 45.6366 | 0.5 | 5 | 60 | 0.9 | 1 | 4.187 |  |  | 0.015757
|  | 39.5 | 20 | 45.6381 | 0.5 | 5 | 60 | 0.9 | 1 | 4.187 |  |  | 0.0156
|  | 39.6 | 20 | 45.6397 | 0.5 | 5 | 60 | 0.9 | 1 | 4.187 |  |  | 0.015444
|  | 39.7 | 20 | 45.6412 | 0.5 | 5 | 60 | 0.9 | 1 | 4.187 |  |  | 0.015289
|  | 39.8 | 20 | 45.6428 | 0.5 | 5 | 60 | 0.9 | 1 | 4.187 |  |  | 0.015136
|  | 39.9 | 20 | 45.6443 | 0.5 | 5 | 60 | 0.9 | 1 | 4.187 |  |  | 0.014985
|  | 40 | 20 | 45.6458 | 0.5 | 5 | 60 | 0.9 | 1 | 4.187 |  |  | 0.014835
|  | 40.1 | 20 | 45.6473 | 0.5 | 5 | 60 | 0.9 | 1 | 4.187 |  |  | 0.014687
|  | 40.2 | 20 | 45.6487 | 0.5 | 5 | 60 | 0.9 | 1 | 4.187 |  |  | 0.01454
|  | 40.3 | 20 | 45.6502 | 0.5 | 5 | 60 | 0.9 | 1 | 4.187 |  |  | 0.014394
|  | 40.4 | 20 | 45.6516 | 0.5 | 5 | 60 | 0.9 | 1 | 4.187 |  |  | 0.01425
|  | 40.5 | 20 | 45.653 | 0.5 | 5 | 60 | 0.9 | 1 | 4.187 |  |  | 0.014108
|  | 40.6 | 20 | 45.6545 | 0.5 | 5 | 60 | 0.9 | 1 | 4.187 |  |  | 0.013967
|  | 40.7 | 20 | 45.6559 | 0.5 | 5 | 60 | 0.9 | 1 | 4.187 |  |  | 0.013827
|  | 40.8 | 20 | 45.6572 | 0.5 | 5 | 60 | 0.9 | 1 | 4.187 |  |  | 0.013689
|  | 40.9 | 20 | 45.6586 | 0.5 | 5 | 60 | 0.9 | 1 | 4.187 |  |  | 0.013552
|  | 41 | 20 | 45.66 | 0.5 | 5 | 60 | 0.9 | 1 | 4.187 |  |  | 0.013417
|  | 41.1 | 20 | 45.6613 | 0.5 | 5 | 60 | 0.9 | 1 | 4.187 |  |  | 0.013282
|  | 41.2 | 20 | 45.6626 | 0.5 | 5 | 60 | 0.9 | 1 | 4.187 |  |  | 0.01315
|  | 41.3 | 20 | 45.6639 | 0.5 | 5 | 60 | 0.9 | 1 | 4.187 |  |  | 0.013018
|  | 41.4 | 20 | 45.6652 | 0.5 | 5 | 60 | 0.9 | 1 | 4.187 |  |  | 0.012888
|  | 41.5 | 20 | 45.6665 | 0.5 | 5 | 60 | 0.9 | 1 | 4.187 |  |  | 0.012759
|  | 41.6 | 20 | 45.6678 | 0.5 | 5 | 60 | 0.9 | 1 | 4.187 |  |  | 0.012631
|  | 41.7 | 20 | 45.6691 | 0.5 | 5 | 60 | 0.9 | 1 | 4.187 |  |  | 0.012505
|  | 41.8 | 20 | 45.6703 | 0.5 | 5 | 60 | 0.9 | 1 | 4.187 |  |  | 0.01238
|  | 41.9 | 20 | 45.6716 | 0.5 | 5 | 60 | 0.9 | 1 | 4.187 |  |  | 0.012256
|  | 42 | 20 | 45.6728 | 0.5 | 5 | 60 | 0.9 | 1 | 4.187 |  |  | 0.012134
|  | 42.1 | 20 | 45.674 | 0.5 | 5 | 60 | 0.9 | 1 | 4.187 |  |  | 0.012012
|  | 42.2 | 20 | 45.6752 | 0.5 | 5 | 60 | 0.9 | 1 | 4.187 |  |  | 0.011892
|  | 42.3 | 20 | 45.6764 | 0.5 | 5 | 60 | 0.9 | 1 | 4.187 |  |  | 0.011773
|  | 42.4 | 20 | 45.6776 | 0.5 | 5 | 60 | 0.9 | 1 | 4.187 |  |  | 0.011656
|  | 42.5 | 20 | 45.6787 | 0.5 | 5 | 60 | 0.9 | 1 | 4.187 |  |  | 0.011539
|  | 42.6 | 20 | 45.6799 | 0.5 | 5 | 60 | 0.9 | 1 | 4.187 |  |  | 0.011424
|  | 42.7 | 20 | 45.681 | 0.5 | 5 | 60 | 0.9 | 1 | 4.187 |  |  | 0.011309
|  | 42.8 | 20 | 45.6822 | 0.5 | 5 | 60 | 0.9 | 1 | 4.187 |  |  | 0.011196
|  | 42.9 | 20 | 45.6833 | 0.5 | 5 | 60 | 0.9 | 1 | 4.187 |  |  | 0.011084
|  | 43 | 20 | 45.6844 | 0.5 | 5 | 60 | 0.9 | 1 | 4.187 |  |  | 0.010973
|  | 43.1 | 20 | 45.6855 | 0.5 | 5 | 60 | 0.9 | 1 | 4.187 |  |  | 0.010864
|  | 43.2 | 20 | 45.6866 | 0.5 | 5 | 60 | 0.9 | 1 | 4.187 |  |  | 0.010755
|  | 43.3 | 20 | 45.6876 | 0.5 | 5 | 60 | 0.9 | 1 | 4.187 |  |  | 0.010648
|  | 43.4 | 20 | 45.6887 | 0.5 | 5 | 60 | 0.9 | 1 | 4.187 |  |  | 0.010541
|  | 43.5 | 20 | 45.6898 | 0.5 | 5 | 60 | 0.9 | 1 | 4.187 |  |  | 0.010436
|  | 43.6 | 20 | 45.6908 | 0.5 | 5 | 60 | 0.9 | 1 | 4.187 |  |  | 0.010331
|  | 43.7 | 20 | 45.6918 | 0.5 | 5 | 60 | 0.9 | 1 | 4.187 |  |  | 0.010228
|  | 43.8 | 20 | 45.6929 | 0.5 | 5 | 60 | 0.9 | 1 | 4.187 |  |  | 0.010126
|  | 43.9 | 20 | 45.6939 | 0.5 | 5 | 60 | 0.9 | 1 | 4.187 |  |  | 0.010024
|  | 44 | 20 | 45.6949 | 0.5 | 5 | 60 | 0.9 | 1 | 4.187 |  |  | 0.0099242
|  | 44.1 | 20 | 45.6959 | 0.5 | 5 | 60 | 0.9 | 1 | 4.187 |  |  | 0.009825
|  | 44.2 | 20 | 45.6969 | 0.5 | 5 | 60 | 0.9 | 1 | 4.187 |  |  | 0.0097267
|  | 44.3 | 20 | 45.6978 | 0.5 | 5 | 60 | 0.9 | 1 | 4.187 |  |  | 0.0096294
|  | 44.4 | 20 | 45.6988 | 0.5 | 5 | 60 | 0.9 | 1 | 4.187 |  |  | 0.0095332
|  | 44.5 | 20 | 45.6997 | 0.5 | 5 | 60 | 0.9 | 1 | 4.187 |  |  | 0.0094378
|  | 44.6 | 20 | 45.7007 | 0.5 | 5 | 60 | 0.9 | 1 | 4.187 |  |  | 0.0093434
|  | 44.7 | 20 | 45.7016 | 0.5 | 5 | 60 | 0.9 | 1 | 4.187 |  |  | 0.00925
|  | 44.8 | 20 | 45.7025 | 0.5 | 5 | 60 | 0.9 | 1 | 4.187 |  |  | 0.0091575
|  | 44.9 | 20 | 45.7035 | 0.5 | 5 | 60 | 0.9 | 1 | 4.187 |  |  | 0.0090659
|  | 45 | 20 | 45.7044 | 0.5 | 5 | 60 | 0.9 | 1 | 4.187 |  |  | 0.0089753
|  | 45.1 | 20 | 45.7053 | 0.5 | 5 | 60 | 0.9 | 1 | 4.187 |  |  | 0.0088855
|  | 45.2 | 20 | 45.7062 | 0.5 | 5 | 60 | 0.9 | 1 | 4.187 |  |  | 0.0087967
|  | 45.3 | 20 | 45.707 | 0.5 | 5 | 60 | 0.9 | 1 | 4.187 |  |  | 0.0087087
|  | 45.4 | 20 | 45.7079 | 0.5 | 5 | 60 | 0.9 | 1 | 4.187 |  |  | 0.0086216
|  | 45.5 | 20 | 45.7088 | 0.5 | 5 | 60 | 0.9 | 1 | 4.187 |  |  | 0.0085354
|  | 45.6 | 20 | 45.7096 | 0.5 | 5 | 60 | 0.9 | 1 | 4.187 |  |  | 0.00845
|  | 45.7 | 20 | 45.7105 | 0.5 | 5 | 60 | 0.9 | 1 | 4.187 |  |  | 0.0083655
|  | 45.8 | 20 | 45.7113 | 0.5 | 5 | 60 | 0.9 | 1 | 4.187 |  |  | 0.0082819
|  | 45.9 | 20 | 45.7121 | 0.5 | 5 | 60 | 0.9 | 1 | 4.187 |  |  | 0.0081991
|  | 46 | 20 | 45.713 | 0.5 | 5 | 60 | 0.9 | 1 | 4.187 |  |  | 0.0081171
|  | 46.1 | 20 | 45.7138 | 0.5 | 5 | 60 | 0.9 | 1 | 4.187 |  |  | 0.0080359
|  | 46.2 | 20 | 45.7146 | 0.5 | 5 | 60 | 0.9 | 1 | 4.187 |  |  | 0.0079555
|  | 46.3 | 20 | 45.7154 | 0.5 | 5 | 60 | 0.9 | 1 | 4.187 |  |  | 0.007876
|  | 46.4 | 20 | 45.7162 | 0.5 | 5 | 60 | 0.9 | 1 | 4.187 |  |  | 0.0077972
|  | 46.5 | 20 | 45.7169 | 0.5 | 5 | 60 | 0.9 | 1 | 4.187 |  |  | 0.0077193
|  | 46.6 | 20 | 45.7177 | 0.5 | 5 | 60 | 0.9 | 1 | 4.187 |  |  | 0.0076421
|  | 46.7 | 20 | 45.7185 | 0.5 | 5 | 60 | 0.9 | 1 | 4.187 |  |  | 0.0075656
|  | 46.8 | 20 | 45.7192 | 0.5 | 5 | 60 | 0.9 | 1 | 4.187 |  |  | 0.00749
|  | 46.9 | 20 | 45.72 | 0.5 | 5 | 60 | 0.9 | 1 | 4.187 |  |  | 0.0074151
|  | 47 | 20 | 45.7207 | 0.5 | 5 | 60 | 0.9 | 1 | 4.187 |  |  | 0.0073409
|  | 47.1 | 20 | 45.7214 | 0.5 | 5 | 60 | 0.9 | 1 | 4.187 |  |  | 0.0072675
|  | 47.2 | 20 | 45.7222 | 0.5 | 5 | 60 | 0.9 | 1 | 4.187 |  |  | 0.0071949
|  | 47.3 | 20 | 45.7229 | 0.5 | 5 | 60 | 0.9 | 1 | 4.187 |  |  | 0.0071229
|  | 47.4 | 20 | 45.7236 | 0.5 | 5 | 60 | 0.9 | 1 | 4.187 |  |  | 0.0070517
|  | 47.5 | 20 | 45.7243 | 0.5 | 5 | 60 | 0.9 | 1 | 4.187 |  |  | 0.0069812
|  | 47.6 | 20 | 45.725 | 0.5 | 5 | 60 | 0.9 | 1 | 4.187 |  |  | 0.0069114
|  | 47.7 | 20 | 45.7257 | 0.5 | 5 | 60 | 0.9 | 1 | 4.187 |  |  | 0.0068422
|  | 47.8 | 20 | 45.7264 | 0.5 | 5 | 60 | 0.9 | 1 | 4.187 |  |  | 0.0067738
|  | 47.9 | 20 | 45.7271 | 0.5 | 5 | 60 | 0.9 | 1 | 4.187 |  |  | 0.0067061
|  | 48 | 20 | 45.7277 | 0.5 | 5 | 60 | 0.9 | 1 | 4.187 |  |  | 0.006639
|  | 48.1 | 20 | 45.7284 | 0.5 | 5 | 60 | 0.9 | 1 | 4.187 |  |  | 0.0065726
|  | 48.2 | 20 | 45.7291 | 0.5 | 5 | 60 | 0.9 | 1 | 4.187 |  |  | 0.0065069
|  | 48.3 | 20 | 45.7297 | 0.5 | 5 | 60 | 0.9 | 1 | 4.187 |  |  | 0.0064418
|  | 48.4 | 20 | 45.7304 | 0.5 | 5 | 60 | 0.9 | 1 | 4.187 |  |  | 0.0063774
|  | 48.5 | 20 | 45.731 | 0.5 | 5 | 60 | 0.9 | 1 | 4.187 |  |  | 0.0063136
|  | 48.6 | 20 | 45.7316 | 0.5 | 5 | 60 | 0.9 | 1 | 4.187 |  |  | 0.0062505
|  | 48.7 | 20 | 45.7322 | 0.5 | 5 | 60 | 0.9 | 1 | 4.187 |  |  | 0.006188
|  | 48.8 | 20 | 45.7329 | 0.5 | 5 | 60 | 0.9 | 1 | 4.187 |  |  | 0.0061261
|  | 48.9 | 20 | 45.7335 | 0.5 | 5 | 60 | 0.9 | 1 | 4.187 |  |  | 0.0060649
|  | 49 | 20 | 45.7341 | 0.5 | 5 | 60 | 0.9 | 1 | 4.187 |  |  | 0.0060042
|  | 49.1 | 20 | 45.7347 | 0.5 | 5 | 60 | 0.9 | 1 | 4.187 |  |  | 0.0059442
|  | 49.2 | 20 | 45.7353 | 0.5 | 5 | 60 | 0.9 | 1 | 4.187 |  |  | 0.0058847
|  | 49.3 | 20 | 45.7359 | 0.5 | 5 | 60 | 0.9 | 1 | 4.187 |  |  | 0.0058259
|  | 49.4 | 20 | 45.7364 | 0.5 | 5 | 60 | 0.9 | 1 | 4.187 |  |  | 0.0057676
|  | 49.5 | 20 | 45.737 | 0.5 | 5 | 60 | 0.9 | 1 | 4.187 |  |  | 0.0057099
|  | 49.6 | 20 | 45.7376 | 0.5 | 5 | 60 | 0.9 | 1 | 4.187 |  |  | 0.0056528
|  | 49.7 | 20 | 45.7382 | 0.5 | 5 | 60 | 0.9 | 1 | 4.187 |  |  | 0.0055963
|  | 49.8 | 20 | 45.7387 | 0.5 | 5 | 60 | 0.9 | 1 | 4.187 |  |  | 0.0055403
|  | 49.9 | 20 | 45.7393 | 0.5 | 5 | 60 | 0.9 | 1 | 4.187 |  |  | 0.0054849
|  | 50 | 20 | 45.7398 | 0.5 | 5 | 60 | 0.9 | 1 | 4.187 |  |  | 0.0054301
|  | 50.1 | 20 | 45.7404 | 0.5 | 5 | 60 | 0.9 | 1 | 4.187 |  |  | 0.0053758
|  | 50.2 | 20 | 45.7409 | 0.5 | 5 | 60 | 0.9 | 1 | 4.187 |  |  | 0.005322
|  | 50.3 | 20 | 45.7414 | 0.5 | 5 | 60 | 0.9 | 1 | 4.187 |  |  | 0.0052688
|  | 50.4 | 20 | 45.742 | 0.5 | 5 | 60 | 0.9 | 1 | 4.187 |  |  | 0.0052161
|  | 50.5 | 20 | 45.7425 | 0.5 | 5 | 60 | 0.9 | 1 | 4.187 |  |  | 0.005164
|  | 50.6 | 20 | 45.743 | 0.5 | 5 | 60 | 0.9 | 1 | 4.187 |  |  | 0.0051123
|  | 50.7 | 20 | 45.7435 | 0.5 | 5 | 60 | 0.9 | 1 | 4.187 |  |  | 0.0050612
|  | 50.8 | 20 | 45.744 | 0.5 | 5 | 60 | 0.9 | 1 | 4.187 |  |  | 0.0050106
|  | 50.9 | 20 | 45.7445 | 0.5 | 5 | 60 | 0.9 | 1 | 4.187 |  |  | 0.0049605
|  | 51 | 20 | 45.745 | 0.5 | 5 | 60 | 0.9 | 1 | 4.187 |  |  | 0.0049109
|  | 51.1 | 20 | 45.7455 | 0.5 | 5 | 60 | 0.9 | 1 | 4.187 |  |  | 0.0048618
|  | 51.2 | 20 | 45.746 | 0.5 | 5 | 60 | 0.9 | 1 | 4.187 |  |  | 0.0048132
|  | 51.3 | 20 | 45.7465 | 0.5 | 5 | 60 | 0.9 | 1 | 4.187 |  |  | 0.004765
|  | 51.4 | 20 | 45.747 | 0.5 | 5 | 60 | 0.9 | 1 | 4.187 |  |  | 0.0047174
|  | 51.5 | 20 | 45.7474 | 0.5 | 5 | 60 | 0.9 | 1 | 4.187 |  |  | 0.0046702
|  | 51.6 | 20 | 45.7479 | 0.5 | 5 | 60 | 0.9 | 1 | 4.187 |  |  | 0.0046235
|  | 51.7 | 20 | 45.7484 | 0.5 | 5 | 60 | 0.9 | 1 | 4.187 |  |  | 0.0045773
|  | 51.8 | 20 | 45.7488 | 0.5 | 5 | 60 | 0.9 | 1 | 4.187 |  |  | 0.0045315
|  | 51.9 | 20 | 45.7493 | 0.5 | 5 | 60 | 0.9 | 1 | 4.187 |  |  | 0.0044862
|  | 52 | 20 | 45.7497 | 0.5 | 5 | 60 | 0.9 | 1 | 4.187 |  |  | 0.0044413
|  | 52.1 | 20 | 45.7502 | 0.5 | 5 | 60 | 0.9 | 1 | 4.187 |  |  | 0.0043969
|  | 52.2 | 20 | 45.7506 | 0.5 | 5 | 60 | 0.9 | 1 | 4.187 |  |  | 0.0043529
|  | 52.3 | 20 | 45.751 | 0.5 | 5 | 60 | 0.9 | 1 | 4.187 |  |  | 0.0043094
|  | 52.4 | 20 | 45.7515 | 0.5 | 5 | 60 | 0.9 | 1 | 4.187 |  |  | 0.0042663
|  | 52.5 | 20 | 45.7519 | 0.5 | 5 | 60 | 0.9 | 1 | 4.187 |  |  | 0.0042236
|  | 52.6 | 20 | 45.7523 | 0.5 | 5 | 60 | 0.9 | 1 | 4.187 |  |  | 0.0041814
|  | 52.7 | 20 | 45.7527 | 0.5 | 5 | 60 | 0.9 | 1 | 4.187 |  |  | 0.0041396
|  | 52.8 | 20 | 45.7531 | 0.5 | 5 | 60 | 0.9 | 1 | 4.187 |  |  | 0.0040982
|  | 52.9 | 20 | 45.7536 | 0.5 | 5 | 60 | 0.9 | 1 | 4.187 |  |  | 0.0040572
|  | 53 | 20 | 45.754 | 0.5 | 5 | 60 | 0.9 | 1 | 4.187 |  |  | 0.0040166
|  | 53.1 | 20 | 45.7544 | 0.5 | 5 | 60 | 0.9 | 1 | 4.187 |  |  | 0.0039765
|  | 53.2 | 20 | 45.7548 | 0.5 | 5 | 60 | 0.9 | 1 | 4.187 |  |  | 0.0039367
|  | 53.3 | 20 | 45.7552 | 0.5 | 5 | 60 | 0.9 | 1 | 4.187 |  |  | 0.0038973
|  | 53.4 | 20 | 45.7555 | 0.5 | 5 | 60 | 0.9 | 1 | 4.187 |  |  | 0.0038584
|  | 53.5 | 20 | 45.7559 | 0.5 | 5 | 60 | 0.9 | 1 | 4.187 |  |  | 0.0038198
|  | 53.6 | 20 | 45.7563 | 0.5 | 5 | 60 | 0.9 | 1 | 4.187 |  |  | 0.0037816
|  | 53.7 | 20 | 45.7567 | 0.5 | 5 | 60 | 0.9 | 1 | 4.187 |  |  | 0.0037438
|  | 53.8 | 20 | 45.7571 | 0.5 | 5 | 60 | 0.9 | 1 | 4.187 |  |  | 0.0037063
|  | 53.9 | 20 | 45.7574 | 0.5 | 5 | 60 | 0.9 | 1 | 4.187 |  |  | 0.0036693
|  | 54 | 20 | 45.7578 | 0.5 | 5 | 60 | 0.9 | 1 | 4.187 |  |  | 0.0036326
|  | 54.1 | 20 | 45.7582 | 0.5 | 5 | 60 | 0.9 | 1 | 4.187 |  |  | 0.0035963
|  | 54.2 | 20 | 45.7585 | 0.5 | 5 | 60 | 0.9 | 1 | 4.187 |  |  | 0.0035603
|  | 54.3 | 20 | 45.7589 | 0.5 | 5 | 60 | 0.9 | 1 | 4.187 |  |  | 0.0035247
|  | 54.4 | 20 | 45.7592 | 0.5 | 5 | 60 | 0.9 | 1 | 4.187 |  |  | 0.0034894
|  | 54.5 | 20 | 45.7596 | 0.5 | 5 | 60 | 0.9 | 1 | 4.187 |  |  | 0.0034545
|  | 54.6 | 20 | 45.7599 | 0.5 | 5 | 60 | 0.9 | 1 | 4.187 |  |  | 0.00342
|  | 54.7 | 20 | 45.7603 | 0.5 | 5 | 60 | 0.9 | 1 | 4.187 |  |  | 0.0033858
|  | 54.8 | 20 | 45.7606 | 0.5 | 5 | 60 | 0.9 | 1 | 4.187 |  |  | 0.0033519
|  | 54.9 | 20 | 45.7609 | 0.5 | 5 | 60 | 0.9 | 1 | 4.187 |  |  | 0.0033184
|  | 55 | 20 | 45.7613 | 0.5 | 5 | 60 | 0.9 | 1 | 4.187 |  |  | 0.0032852
|  | 55.1 | 20 | 45.7616 | 0.5 | 5 | 60 | 0.9 | 1 | 4.187 |  |  | 0.0032524
|  | 55.2 | 20 | 45.7619 | 0.5 | 5 | 60 | 0.9 | 1 | 4.187 |  |  | 0.0032199
|  | 55.3 | 20 | 45.7622 | 0.5 | 5 | 60 | 0.9 | 1 | 4.187 |  |  | 0.0031877
|  | 55.4 | 20 | 45.7626 | 0.5 | 5 | 60 | 0.9 | 1 | 4.187 |  |  | 0.0031558
|  | 55.5 | 20 | 45.7629 | 0.5 | 5 | 60 | 0.9 | 1 | 4.187 |  |  | 0.0031242
|  | 55.6 | 20 | 45.7632 | 0.5 | 5 | 60 | 0.9 | 1 | 4.187 |  |  | 0.003093
|  | 55.7 | 20 | 45.7635 | 0.5 | 5 | 60 | 0.9 | 1 | 4.187 |  |  | 0.0030621
|  | 55.8 | 20 | 45.7638 | 0.5 | 5 | 60 | 0.9 | 1 | 4.187 |  |  | 0.0030314
|  | 55.9 | 20 | 45.7641 | 0.5 | 5 | 60 | 0.9 | 1 | 4.187 |  |  | 0.0030011
|  | 56 | 20 | 45.7644 | 0.5 | 5 | 60 | 0.9 | 1 | 4.187 |  |  | 0.0029711
|  | 56.1 | 20 | 45.7647 | 0.5 | 5 | 60 | 0.9 | 1 | 4.187 |  |  | 0.0029414
|  | 56.2 | 20 | 45.765 | 0.5 | 5 | 60 | 0.9 | 1 | 4.187 |  |  | 0.002912
|  | 56.3 | 20 | 45.7653 | 0.5 | 5 | 60 | 0.9 | 1 | 4.187 |  |  | 0.0028829
|  | 56.4 | 20 | 45.7656 | 0.5 | 5 | 60 | 0.9 | 1 | 4.187 |  |  | 0.002854
|  | 56.5 | 20 | 45.7659 | 0.5 | 5 | 60 | 0.9 | 1 | 4.187 |  |  | 0.0028255
|  | 56.6 | 20 | 45.7662 | 0.5 | 5 | 60 | 0.9 | 1 | 4.187 |  |  | 0.0027972
|  | 56.7 | 20 | 45.7664 | 0.5 | 5 | 60 | 0.9 | 1 | 4.187 |  |  | 0.0027693
|  | 56.8 | 20 | 45.7667 | 0.5 | 5 | 60 | 0.9 | 1 | 4.187 |  |  | 0.0027416
|  | 56.9 | 20 | 45.767 | 0.5 | 5 | 60 | 0.9 | 1 | 4.187 |  |  | 0.0027142
|  | 57 | 20 | 45.7673 | 0.5 | 5 | 60 | 0.9 | 1 | 4.187 |  |  | 0.002687
|  | 57.1 | 20 | 45.7675 | 0.5 | 5 | 60 | 0.9 | 1 | 4.187 |  |  | 0.0026602
|  | 57.2 | 20 | 45.7678 | 0.5 | 5 | 60 | 0.9 | 1 | 4.187 |  |  | 0.0026336
|  | 57.3 | 20 | 45.7681 | 0.5 | 5 | 60 | 0.9 | 1 | 4.187 |  |  | 0.0026072
|  | 57.4 | 20 | 45.7683 | 0.5 | 5 | 60 | 0.9 | 1 | 4.187 |  |  | 0.0025811
|  | 57.5 | 20 | 45.7686 | 0.5 | 5 | 60 | 0.9 | 1 | 4.187 |  |  | 0.0025553
|  | 57.6 | 20 | 45.7688 | 0.5 | 5 | 60 | 0.9 | 1 | 4.187 |  |  | 0.0025298
|  | 57.7 | 20 | 45.7691 | 0.5 | 5 | 60 | 0.9 | 1 | 4.187 |  |  | 0.0025045
|  | 57.8 | 20 | 45.7693 | 0.5 | 5 | 60 | 0.9 | 1 | 4.187 |  |  | 0.0024794
|  | 57.9 | 20 | 45.7696 | 0.5 | 5 | 60 | 0.9 | 1 | 4.187 |  |  | 0.0024546
|  | 58 | 20 | 45.7698 | 0.5 | 5 | 60 | 0.9 | 1 | 4.187 |  |  | 0.0024301
|  | 58.1 | 20 | 45.7701 | 0.5 | 5 | 60 | 0.9 | 1 | 4.187 |  |  | 0.0024058
|  | 58.2 | 20 | 45.7703 | 0.5 | 5 | 60 | 0.9 | 1 | 4.187 |  |  | 0.0023817
|  | 58.3 | 20 | 45.7705 | 0.5 | 5 | 60 | 0.9 | 1 | 4.187 |  |  | 0.0023579
|  | 58.4 | 20 | 45.7708 | 0.5 | 5 | 60 | 0.9 | 1 | 4.187 |  |  | 0.0023343
|  | 58.5 | 20 | 45.771 | 0.5 | 5 | 60 | 0.9 | 1 | 4.187 |  |  | 0.002311
|  | 58.6 | 20 | 45.7712 | 0.5 | 5 | 60 | 0.9 | 1 | 4.187 |  |  | 0.0022879
|  | 58.7 | 20 | 45.7715 | 0.5 | 5 | 60 | 0.9 | 1 | 4.187 |  |  | 0.002265
|  | 58.8 | 20 | 45.7717 | 0.5 | 5 | 60 | 0.9 | 1 | 4.187 |  |  | 0.0022424
|  | 58.9 | 20 | 45.7719 | 0.5 | 5 | 60 | 0.9 | 1 | 4.187 |  |  | 0.0022199
|  | 59 | 20 | 45.7721 | 0.5 | 5 | 60 | 0.9 | 1 | 4.187 |  |  | 0.0021977
|  | 59.1 | 20 | 45.7724 | 0.5 | 5 | 60 | 0.9 | 1 | 4.187 |  |  | 0.0021758
|  | 59.2 | 20 | 45.7726 | 0.5 | 5 | 60 | 0.9 | 1 | 4.187 |  |  | 0.002154
|  | 59.3 | 20 | 45.7728 | 0.5 | 5 | 60 | 0.9 | 1 | 4.187 |  |  | 0.0021325
|  | 59.4 | 20 | 45.773 | 0.5 | 5 | 60 | 0.9 | 1 | 4.187 |  |  | 0.0021111
|  | 59.5 | 20 | 45.7732 | 0.5 | 5 | 60 | 0.9 | 1 | 4.187 |  |  | 0.00209
|  | 59.6 | 20 | 45.7734 | 0.5 | 5 | 60 | 0.9 | 1 | 4.187 |  |  | 0.0020691
|  | 59.7 | 20 | 45.7736 | 0.5 | 5 | 60 | 0.9 | 1 | 4.187 |  |  | 0.0020484
|  | 59.8 | 20 | 45.7738 | 0.5 | 5 | 60 | 0.9 | 1 | 4.187 |  |  | 0.0020279
|  | 59.9 | 20 | 45.774 | 0.5 | 5 | 60 | 0.9 | 1 | 4.187 |  |  | 0.0020077
| Final Value | 60 | 15 | 45.7742 | 0.5 | 5 | 60 | 0.9 | 1 | 4.187 |  |  | -0.49801

## Report PD
Tip: Tune controller parameters by controls in the Controller group and then press the Rerun button for recalculation results
Microsoft Excel 16.0 report of process simulation and control for data sheet [heater.xlsx]Loop 1
Created 24-04-2024 20:44:24
PSICREPORT
Loop
MODEL | [22 empty] | REGULATORY LOOP |  |  |  |  | PARAMETERS (for controller tunning)
Model Variables and Constants | [10 empty] | Model First-order ODEs |  | E12 | #N/A | #N/A | #N/A | #N/A | #N/A | #N/A | #N/A | #N/A | #N/A | Controller |  | E11 | H12 | E12 | SIMULATION
| Variable | time | T1 | T2 | F | V | P | eta | ro | cp |  | Derivative | T2 | [10 empty] | Variable | T2 | P | T2 |  | Integration Step |  | 0.1
| Unit | min | °C | °C | L/min | L | kJ/min |  | kg/L | kJ/kg/°C |  | Unit | °C/min | 0 | 0 | 0 | 0 | 0 | 0 | 0 | 0 | 0 |  | Unit | 1 | 1 | °C
| Initial Value | 0 | 15 | 40.7941 | 0.5 | 5 | 60 | 0.9 | 1 | 4.187 |  | Initial Value | 0 | [10 empty] | Initial Value | -1.6026e-11 | 0.5 | 40.7941 | REGULATORY CONTROL LOOP
|  | 0.1 | 15 | 40.7941 | 0.5 | 5 | 60 | 0.9 | 1 | 4.187 |  |  | 4.9604e-08 | [11 empty] | -1.6026e-11 | 0.5 | 40.7941 | Process Variable
|  | 0.2 | 15 | 40.7941 | 0.5 | 5 | 60 | 0.9 | 1 | 4.187 |  |  | -1.0827e-07 | [11 empty] | -6.563e-11 | 0.5 | 40.7941 |  | Limits | Lower | 0
|  | 0.3 | 15 | 40.7941 | 0.5 | 5 | 60 | 0.9 | 1 | 4.187 |  |  | 3.8986e-07 | [11 empty] | 4.264e-11 | 0.5 | 40.7941 |  |  | Higher | 100
|  | 0.4 | 15 | 40.7941 | 0.5 | 5 | 60 | 0.9 | 1 | 4.187 |  |  | -1.1861e-06 | [11 empty] | -3.4722e-10 | 0.5 | 40.7941 | Controller
|  | 0.5 | 15 | 40.7941 | 0.5 | 5 | 60.0001 | 0.9 | 1 | 4.187 |  |  | 3.7955e-06 | [11 empty] | 8.3885e-10 | 0.5 | 40.7941 |  | Set Point |  | 40.7941
|  | 0.6 | 15 | 40.7941 | 0.5 | 5 | 59.9997 | 0.9 | 1 | 4.187 |  |  | -1.1956e-05 | [11 empty] | -2.9567e-09 | 0.5 | 40.7941 |  | Mode |  | 1
|  | 0.7 | 15 | 40.7941 | 0.5 | 5 | 60.0009 | 0.9 | 1 | 4.187 |  |  | 3.7844e-05 | [11 empty] | 8.999e-09 | 0.50001 | 40.7941 |  | Type |  | PD
|  | 0.8 | 15 | 40.7941 | 0.5 | 5 | 59.9972 | 0.9 | 1 | 4.187 |  |  | -0.00011961 | [11 empty] | -2.8845e-08 | 0.49998 | 40.7941 |  | Gain |  | 15
|  | 0.9 | 15 | 40.7941 | 0.5 | 5 | 60.0088 | 0.9 | 1 | 4.187 |  |  | 0.0003782 | [11 empty] | 9.0762e-08 | 0.50007 | 40.7941 |  | Integration Time |  | 1e+32
|  | 1 | 15 | 40.7942 | 0.5 | 5 | 59.9723 | 0.9 | 1 | 4.187 |  |  | -0.0011957 | [11 empty] | -2.8744e-07 | 0.49977 | 40.7941 |  | Derivativation Time |  | 4
|  | 1.1 | 15 | 40.794 | 0.5 | 5 | 60.0877 | 0.9 | 1 | 4.187 |  |  | 0.0037805 | [11 empty] | 9.0827e-07 | 0.50073 | 40.7941 | Manipulated Variable
|  | 1.2 | 15 | 40.7944 | 0.5 | 5 | 59.7226 | 0.9 | 1 | 4.187 |  |  | -0.011953 | [11 empty] | -2.8722e-06 | 0.49769 | 40.7941 |  | Limits | Lower | 0
|  | 1.3 | 15 | 40.7932 | 0.5 | 5 | 60.8769 | 0.9 | 1 | 4.187 |  |  | 0.03779 | [11 empty] | 9.0804e-06 | 0.50731 | 40.7941 |  |  | Higher | 120
|  | 1.4 | 15 | 40.797 | 0.5 | 5 | 57.2274 | 0.9 | 1 | 4.187 |  |  | -0.11948 | [11 empty] | -2.871e-05 | 0.4769 | 40.7941
|  | 1.5 | 15 | 40.785 | 0.5 | 5 | 68.766 | 0.9 | 1 | 4.187 |  |  | 0.37776 | [11 empty] | 9.0771e-05 | 0.57305 | 40.7941
|  | 1.6 | 15 | 40.8228 | 0.5 | 5 | 32.2846 | 0.9 | 1 | 4.187 |  |  | -1.1944 | [11 empty] | -0.00028699 | 0.26904 | 40.7941
|  | 1.7 | 15 | 40.7034 | 0.5 | 5 | 120 | 0.9 | 1 | 4.187 |  |  | 2.5885 | [11 empty] | 0.00090737 | 1 | 40.7941
|  | 1.8 | 15 | 40.9622 | 0.5 | 5 | 0 | 0.9 | 1 | 4.187 |  |  | -2.5962 | [11 empty] | -0.0016811 | 0 | 40.7941
|  | 1.9 | 15 | 40.7026 | 0.5 | 5 | 120 | 0.9 | 1 | 4.187 |  |  | 2.5886 | [11 empty] | 0.00091511 | 1 | 40.7941
|  | 2 | 15 | 40.9615 | 0.5 | 5 | 0 | 0.9 | 1 | 4.187 |  |  | -2.5961 | [11 empty] | -0.0016735 | 0 | 40.7941
|  | 2.1 | 15 | 40.7019 | 0.5 | 5 | 120 | 0.9 | 1 | 4.187 |  |  | 2.5886 | [11 empty] | 0.00092269 | 1 | 40.7941
|  | 2.2 | 15 | 40.9607 | 0.5 | 5 | 0 | 0.9 | 1 | 4.187 |  |  | -2.5961 | [11 empty] | -0.0016659 | 0 | 40.7941
|  | 2.3 | 15 | 40.7011 | 0.5 | 5 | 120 | 0.9 | 1 | 4.187 |  |  | 2.5887 | [11 empty] | 0.00093012 | 1 | 40.7941
|  | 2.4 | 15 | 40.96 | 0.5 | 5 | 0 | 0.9 | 1 | 4.187 |  |  | -2.596 | [11 empty] | -0.0016586 | 0 | 40.7941
|  | 2.5 | 15 | 40.7004 | 0.5 | 5 | 120 | 0.9 | 1 | 4.187 |  |  | 2.5888 | [11 empty] | 0.00093741 | 1 | 40.7941
|  | 2.6 | 15 | 40.9593 | 0.5 | 5 | 0 | 0.9 | 1 | 4.187 |  |  | -2.5959 | [11 empty] | -0.0016514 | 0 | 40.7941
|  | 2.7 | 15 | 40.6997 | 0.5 | 5 | 120 | 0.9 | 1 | 4.187 |  |  | 2.5889 | [11 empty] | 0.00094455 | 1 | 40.7941
|  | 2.8 | 15 | 40.9586 | 0.5 | 5 | 0 | 0.9 | 1 | 4.187 |  |  | -2.5959 | [11 empty] | -0.0016443 | 0 | 40.7941
|  | 2.9 | 15 | 40.699 | 0.5 | 5 | 120 | 0.9 | 1 | 4.187 |  |  | 2.5889 | [11 empty] | 0.00095155 | 1 | 40.7941
|  | 3 | 15 | 40.9579 | 0.5 | 5 | 0 | 0.9 | 1 | 4.187 |  |  | -2.5958 | [11 empty] | -0.0016374 | 0 | 40.7941
|  | 3.1 | 15 | 40.6983 | 0.5 | 5 | 120 | 0.9 | 1 | 4.187 |  |  | 2.589 | [11 empty] | 0.0009584 | 1 | 40.7941
|  | 3.2 | 15 | 40.9572 | 0.5 | 5 | 0 | 0.9 | 1 | 4.187 |  |  | -2.5957 | [11 empty] | -0.0016306 | 0 | 40.7941
|  | 3.3 | 15 | 40.6976 | 0.5 | 5 | 120 | 0.9 | 1 | 4.187 |  |  | 2.5891 | [11 empty] | 0.00096513 | 1 | 40.7941
|  | 3.4 | 15 | 40.9565 | 0.5 | 5 | 0 | 0.9 | 1 | 4.187 |  |  | -2.5957 | [11 empty] | -0.0016239 | 0 | 40.7941
|  | 3.5 | 15 | 40.697 | 0.5 | 5 | 120 | 0.9 | 1 | 4.187 |  |  | 2.5891 | [11 empty] | 0.00097171 | 1 | 40.7941
|  | 3.6 | 15 | 40.9559 | 0.5 | 5 | 0 | 0.9 | 1 | 4.187 |  |  | -2.5956 | [11 empty] | -0.0016174 | 0 | 40.7941
|  | 3.7 | 15 | 40.6963 | 0.5 | 5 | 120 | 0.9 | 1 | 4.187 |  |  | 2.5892 | [11 empty] | 0.00097817 | 1 | 40.7941
|  | 3.8 | 15 | 40.9552 | 0.5 | 5 | 0 | 0.9 | 1 | 4.187 |  |  | -2.5955 | [11 empty] | -0.001611 | 0 | 40.7941
|  | 3.9 | 15 | 40.6957 | 0.5 | 5 | 120 | 0.9 | 1 | 4.187 |  |  | 2.5893 | [11 empty] | 0.0009845 | 1 | 40.7941
|  | 4 | 15 | 40.9546 | 0.5 | 5 | 0 | 0.9 | 1 | 4.187 |  |  | -2.5955 | [11 empty] | -0.0016048 | 0 | 40.7941
|  | 4.1 | 15 | 40.6951 | 0.5 | 5 | 120 | 0.9 | 1 | 4.187 |  |  | 2.5893 | [11 empty] | 0.0009907 | 1 | 40.7941
|  | 4.2 | 15 | 40.954 | 0.5 | 5 | 0 | 0.9 | 1 | 4.187 |  |  | -2.5954 | [11 empty] | -0.0015986 | 0 | 40.7941
|  | 4.3 | 15 | 40.6944 | 0.5 | 5 | 120 | 0.9 | 1 | 4.187 |  |  | 2.5894 | [11 empty] | 0.00099678 | 1 | 40.7941
|  | 4.4 | 15 | 40.9534 | 0.5 | 5 | 0 | 0.9 | 1 | 4.187 |  |  | -2.5953 | [11 empty] | -0.0015926 | 0 | 40.7941
|  | 4.5 | 15 | 40.6939 | 0.5 | 5 | 120 | 0.9 | 1 | 4.187 |  |  | 2.5894 | [11 empty] | 0.0010027 | 1 | 40.7941
|  | 4.6 | 15 | 40.9528 | 0.5 | 5 | 0 | 0.9 | 1 | 4.187 |  |  | -2.5953 | [11 empty] | -0.0015867 | 0 | 40.7941
|  | 4.7 | 15 | 40.6933 | 0.5 | 5 | 120 | 0.9 | 1 | 4.187 |  |  | 2.5895 | [11 empty] | 0.0010086 | 1 | 40.7941
|  | 4.8 | 15 | 40.9522 | 0.5 | 5 | 0 | 0.9 | 1 | 4.187 |  |  | -2.5952 | [11 empty] | -0.0015809 | 0 | 40.7941
|  | 4.9 | 15 | 40.6927 | 0.5 | 5 | 120 | 0.9 | 1 | 4.187 |  |  | 2.5896 | [11 empty] | 0.0010143 | 1 | 40.7941
|  | 5 | 20 | 40.9516 | 0.5 | 5 | 0 | 0.9 | 1 | 4.187 |  |  | -2.0952 | [11 empty] | -0.0015753 | 0 | 40.7941
|  | 5.1 | 20 | 40.7421 | 0.5 | 5 | 120 | 0.9 | 1 | 4.187 |  |  | 3.0846 | [11 empty] | 0.00051991 | 1 | 40.7941
|  | 5.2 | 20 | 41.0506 | 0.5 | 5 | 0 | 0.9 | 1 | 4.187 |  |  | -2.1051 | [11 empty] | -0.0025647 | 0 | 40.7941
|  | 5.3 | 20 | 40.8401 | 0.5 | 5 | 120 | 0.9 | 1 | 4.187 |  |  | 3.0748 | [11 empty] | -0.00045964 | 1 | 40.7941
|  | 5.4 | 20 | 41.1476 | 0.5 | 5 | 0 | 0.9 | 1 | 4.187 |  |  | -2.1148 | [11 empty] | -0.0035345 | 0 | 40.7941
|  | 5.5 | 20 | 40.9361 | 0.5 | 5 | 120 | 0.9 | 1 | 4.187 |  |  | 3.0652 | [11 empty] | -0.0014197 | 1 | 40.7941
|  | 5.6 | 20 | 41.2426 | 0.5 | 5 | 0 | 0.9 | 1 | 4.187 |  |  | -2.1243 | [11 empty] | -0.0044849 | 0 | 40.7941
|  | 5.7 | 20 | 41.0302 | 0.5 | 5 | 120 | 0.9 | 1 | 4.187 |  |  | 3.0558 | [11 empty] | -0.0023607 | 1 | 40.7941
|  | 5.8 | 20 | 41.3358 | 0.5 | 5 | 0 | 0.9 | 1 | 4.187 |  |  | -2.1336 | [11 empty] | -0.0054165 | 0 | 40.7941
|  | 5.9 | 20 | 41.1224 | 0.5 | 5 | 120 | 0.9 | 1 | 4.187 |  |  | 3.0466 | [11 empty] | -0.0032829 | 1 | 40.7941
|  | 6 | 20 | 41.4271 | 0.5 | 5 | 0 | 0.9 | 1 | 4.187 |  |  | -2.1427 | [11 empty] | -0.0063295 | 0 | 40.7941
|  | 6.1 | 20 | 41.2128 | 0.5 | 5 | 120 | 0.9 | 1 | 4.187 |  |  | 3.0375 | [11 empty] | -0.0041868 | 1 | 40.7941
|  | 6.2 | 20 | 41.5166 | 0.5 | 5 | 0 | 0.9 | 1 | 4.187 |  |  | -2.1517 | [11 empty] | -0.0072243 | 0 | 40.7941
|  | 6.3 | 20 | 41.3014 | 0.5 | 5 | 120 | 0.9 | 1 | 4.187 |  |  | 3.0287 | [11 empty] | -0.0050726 | 1 | 40.7941
|  | 6.4 | 20 | 41.6043 | 0.5 | 5 | 0 | 0.9 | 1 | 4.187 |  |  | -2.1604 | [11 empty] | -0.0081013 | 0 | 40.7941
|  | 6.5 | 20 | 41.3882 | 0.5 | 5 | 120 | 0.9 | 1 | 4.187 |  |  | 3.02 | [11 empty] | -0.0059409 | 1 | 40.7941
|  | 6.6 | 20 | 41.6902 | 0.5 | 5 | 0 | 0.9 | 1 | 4.187 |  |  | -2.169 | [11 empty] | -0.0089609 | 0 | 40.7941
|  | 6.7 | 20 | 41.4733 | 0.5 | 5 | 120 | 0.9 | 1 | 4.187 |  |  | 3.0115 | [11 empty] | -0.0067919 | 1 | 40.7941
|  | 6.8 | 20 | 41.7745 | 0.5 | 5 | 0 | 0.9 | 1 | 4.187 |  |  | -2.1774 | [11 empty] | -0.0098034 | 0 | 40.7941
|  | 6.9 | 20 | 41.5567 | 0.5 | 5 | 120 | 0.9 | 1 | 4.187 |  |  | 3.0032 | [11 empty] | -0.0076259 | 1 | 40.7941
|  | 7 | 20 | 41.857 | 0.5 | 5 | 0 | 0.9 | 1 | 4.187 |  |  | -2.1857 | [11 empty] | -0.010629 | 0 | 40.7941
|  | 7.1 | 20 | 41.6385 | 0.5 | 5 | 120 | 0.9 | 1 | 4.187 |  |  | 2.995 | [11 empty] | -0.0084434 | 1 | 40.7941
|  | 7.2 | 20 | 41.938 | 0.5 | 5 | 0 | 0.9 | 1 | 4.187 |  |  | -2.1938 | [11 empty] | -0.011438 | 0 | 40.7941
|  | 7.3 | 20 | 41.7186 | 0.5 | 5 | 120 | 0.9 | 1 | 4.187 |  |  | 2.987 | [11 empty] | -0.0092446 | 1 | 40.7941
|  | 7.4 | 20 | 42.0173 | 0.5 | 5 | 0 | 0.9 | 1 | 4.187 |  |  | -2.2017 | [11 empty] | -0.012232 | 0 | 40.7941
|  | 7.5 | 20 | 41.7971 | 0.5 | 5 | 120 | 0.9 | 1 | 4.187 |  |  | 2.9791 | [11 empty] | -0.01003 | 1 | 40.7941
|  | 7.6 | 20 | 42.095 | 0.5 | 5 | 0 | 0.9 | 1 | 4.187 |  |  | -2.2095 | [11 empty] | -0.013009 | 0 | 40.7941
|  | 7.7 | 20 | 41.8741 | 0.5 | 5 | 120 | 0.9 | 1 | 4.187 |  |  | 2.9714 | [11 empty] | -0.010799 | 1 | 40.7941
|  | 7.8 | 20 | 42.1712 | 0.5 | 5 | 0 | 0.9 | 1 | 4.187 |  |  | -2.2171 | [11 empty] | -0.013771 | 0 | 40.7941
|  | 7.9 | 20 | 41.9495 | 0.5 | 5 | 120 | 0.9 | 1 | 4.187 |  |  | 2.9639 | [11 empty] | -0.011554 | 1 | 40.7941
|  | 8 | 20 | 42.2459 | 0.5 | 5 | 0 | 0.9 | 1 | 4.187 |  |  | -2.2246 | [11 empty] | -0.014518 | 0 | 40.7941
|  | 8.1 | 20 | 42.0234 | 0.5 | 5 | 120 | 0.9 | 1 | 4.187 |  |  | 2.9565 | [11 empty] | -0.012293 | 1 | 40.7941
|  | 8.2 | 20 | 42.3191 | 0.5 | 5 | 0 | 0.9 | 1 | 4.187 |  |  | -2.2319 | [11 empty] | -0.015249 | 0 | 40.7941
|  | 8.3 | 20 | 42.0959 | 0.5 | 5 | 120 | 0.9 | 1 | 4.187 |  |  | 2.9492 | [11 empty] | -0.013018 | 1 | 40.7941
|  | 8.4 | 20 | 42.3908 | 0.5 | 5 | 0 | 0.9 | 1 | 4.187 |  |  | -2.2391 | [11 empty] | -0.015967 | 0 | 40.7941
|  | 8.5 | 20 | 42.1669 | 0.5 | 5 | 120 | 0.9 | 1 | 4.187 |  |  | 2.9421 | [11 empty] | -0.013728 | 1 | 40.7941
|  | 8.6 | 20 | 42.4611 | 0.5 | 5 | 0 | 0.9 | 1 | 4.187 |  |  | -2.2461 | [11 empty] | -0.01667 | 0 | 40.7941
|  | 8.7 | 20 | 42.2365 | 0.5 | 5 | 120 | 0.9 | 1 | 4.187 |  |  | 2.9352 | [11 empty] | -0.014424 | 1 | 40.7941
|  | 8.8 | 20 | 42.53 | 0.5 | 5 | 0 | 0.9 | 1 | 4.187 |  |  | -2.253 | [11 empty] | -0.017359 | 0 | 40.7941
|  | 8.9 | 20 | 42.3047 | 0.5 | 5 | 120 | 0.9 | 1 | 4.187 |  |  | 2.9284 | [11 empty] | -0.015106 | 1 | 40.7941
|  | 9 | 20 | 42.5976 | 0.5 | 5 | 0 | 0.9 | 1 | 4.187 |  |  | -2.2598 | [11 empty] | -0.018034 | 0 | 40.7941
|  | 9.1 | 20 | 42.3716 | 0.5 | 5 | 120 | 0.9 | 1 | 4.187 |  |  | 2.9217 | [11 empty] | -0.015775 | 1 | 40.7941
|  | 9.2 | 20 | 42.6637 | 0.5 | 5 | 0 | 0.9 | 1 | 4.187 |  |  | -2.2664 | [11 empty] | -0.018696 | 0 | 40.7941
|  | 9.3 | 20 | 42.4371 | 0.5 | 5 | 120 | 0.9 | 1 | 4.187 |  |  | 2.9151 | [11 empty] | -0.01643 | 1 | 40.7941
|  | 9.4 | 20 | 42.7286 | 0.5 | 5 | 0 | 0.9 | 1 | 4.187 |  |  | -2.2729 | [11 empty] | -0.019345 | 0 | 40.7941
|  | 9.5 | 20 | 42.5013 | 0.5 | 5 | 120 | 0.9 | 1 | 4.187 |  |  | 2.9087 | [11 empty] | -0.017072 | 1 | 40.7941
|  | 9.6 | 20 | 42.7922 | 0.5 | 5 | 0 | 0.9 | 1 | 4.187 |  |  | -2.2792 | [11 empty] | -0.019981 | 0 | 40.7941
|  | 9.7 | 20 | 42.5643 | 0.5 | 5 | 120 | 0.9 | 1 | 4.187 |  |  | 2.9024 | [11 empty] | -0.017702 | 1 | 40.7941
|  | 9.8 | 20 | 42.8545 | 0.5 | 5 | 0 | 0.9 | 1 | 4.187 |  |  | -2.2855 | [11 empty] | -0.020604 | 0 | 40.7941
|  | 9.9 | 20 | 42.626 | 0.5 | 5 | 120 | 0.9 | 1 | 4.187 |  |  | 2.8962 | [11 empty] | -0.018318 | 1 | 40.7941
|  | 10 | 20 | 42.9156 | 0.5 | 5 | 0 | 0.9 | 1 | 4.187 |  |  | -2.2916 | [11 empty] | -0.021215 | 0 | 40.7941
|  | 10.1 | 20 | 42.6864 | 0.5 | 5 | 120 | 0.9 | 1 | 4.187 |  |  | 2.8902 | [11 empty] | -0.018923 | 1 | 40.7941
|  | 10.2 | 20 | 42.9755 | 0.5 | 5 | 0 | 0.9 | 1 | 4.187 |  |  | -2.2975 | [11 empty] | -0.021813 | 0 | 40.7941
|  | 10.3 | 20 | 42.7457 | 0.5 | 5 | 120 | 0.9 | 1 | 4.187 |  |  | 2.8843 | [11 empty] | -0.019516 | 1 | 40.7941
|  | 10.4 | 20 | 43.0341 | 0.5 | 5 | 0 | 0.9 | 1 | 4.187 |  |  | -2.3034 | [11 empty] | -0.0224 | 0 | 40.7941
|  | 10.5 | 20 | 42.8038 | 0.5 | 5 | 120 | 0.9 | 1 | 4.187 |  |  | 2.8784 | [11 empty] | -0.020097 | 1 | 40.7941
|  | 10.6 | 20 | 43.0916 | 0.5 | 5 | 0 | 0.9 | 1 | 4.187 |  |  | -2.3092 | [11 empty] | -0.022975 | 0 | 40.7941
|  | 10.7 | 20 | 42.8607 | 0.5 | 5 | 120 | 0.9 | 1 | 4.187 |  |  | 2.8728 | [11 empty] | -0.020666 | 1 | 40.7941
|  | 10.8 | 20 | 43.148 | 0.5 | 5 | 0 | 0.9 | 1 | 4.187 |  |  | -2.3148 | [11 empty] | -0.023539 | 0 | 40.7941
|  | 10.9 | 20 | 42.9165 | 0.5 | 5 | 120 | 0.9 | 1 | 4.187 |  |  | 2.8672 | [11 empty] | -0.021224 | 1 | 40.7941
|  | 11 | 20 | 43.2032 | 0.5 | 5 | 0 | 0.9 | 1 | 4.187 |  |  | -2.3203 | [11 empty] | -0.024091 | 0 | 40.7941
|  | 11.1 | 20 | 42.9712 | 0.5 | 5 | 120 | 0.9 | 1 | 4.187 |  |  | 2.8617 | [11 empty] | -0.021771 | 1 | 40.7941
|  | 11.2 | 20 | 43.2574 | 0.5 | 5 | 0 | 0.9 | 1 | 4.187 |  |  | -2.3257 | [11 empty] | -0.024632 | 0 | 40.7941
|  | 11.3 | 20 | 43.0248 | 0.5 | 5 | 120 | 0.9 | 1 | 4.187 |  |  | 2.8563 | [11 empty] | -0.022307 | 1 | 40.7941
|  | 11.4 | 20 | 43.3104 | 0.5 | 5 | 0 | 0.9 | 1 | 4.187 |  |  | -2.331 | [11 empty] | -0.025163 | 0 | 40.7941
|  | 11.5 | 20 | 43.0773 | 0.5 | 5 | 120 | 0.9 | 1 | 4.187 |  |  | 2.8511 | [11 empty] | -0.022832 | 1 | 40.7941
|  | 11.6 | 20 | 43.3624 | 0.5 | 5 | 0 | 0.9 | 1 | 4.187 |  |  | -2.3362 | [11 empty] | -0.025683 | 0 | 40.7941
|  | 11.7 | 20 | 43.1288 | 0.5 | 5 | 120 | 0.9 | 1 | 4.187 |  |  | 2.8459 | [11 empty] | -0.023347 | 1 | 40.7941
|  | 11.8 | 20 | 43.4134 | 0.5 | 5 | 0 | 0.9 | 1 | 4.187 |  |  | -2.3413 | [11 empty] | -0.026193 | 0 | 40.7941
|  | 11.9 | 20 | 43.1793 | 0.5 | 5 | 120 | 0.9 | 1 | 4.187 |  |  | 2.8409 | [11 empty] | -0.023851 | 1 | 40.7941
|  | 12 | 20 | 43.4634 | 0.5 | 5 | 0 | 0.9 | 1 | 4.187 |  |  | -2.3463 | [11 empty] | -0.026692 | 0 | 40.7941
|  | 12.1 | 20 | 43.2287 | 0.5 | 5 | 120 | 0.9 | 1 | 4.187 |  |  | 2.836 | [11 empty] | -0.024346 | 1 | 40.7941
|  | 12.2 | 20 | 43.5123 | 0.5 | 5 | 0 | 0.9 | 1 | 4.187 |  |  | -2.3512 | [11 empty] | -0.027182 | 0 | 40.7941
|  | 12.3 | 20 | 43.2772 | 0.5 | 5 | 120 | 0.9 | 1 | 4.187 |  |  | 2.8311 | [11 empty] | -0.024831 | 1 | 40.7941
|  | 12.4 | 20 | 43.5603 | 0.5 | 5 | 0 | 0.9 | 1 | 4.187 |  |  | -2.356 | [11 empty] | -0.027662 | 0 | 40.7941
|  | 12.5 | 20 | 43.3247 | 0.5 | 5 | 120 | 0.9 | 1 | 4.187 |  |  | 2.8264 | [11 empty] | -0.025306 | 1 | 40.7941
|  | 12.6 | 20 | 43.6073 | 0.5 | 5 | 0 | 0.9 | 1 | 4.187 |  |  | -2.3607 | [11 empty] | -0.028132 | 0 | 40.7941
|  | 12.7 | 20 | 43.3713 | 0.5 | 5 | 120 | 0.9 | 1 | 4.187 |  |  | 2.8217 | [11 empty] | -0.025771 | 1 | 40.7941
|  | 12.8 | 20 | 43.6534 | 0.5 | 5 | 0 | 0.9 | 1 | 4.187 |  |  | -2.3653 | [11 empty] | -0.028593 | 0 | 40.7941
|  | 12.9 | 20 | 43.4169 | 0.5 | 5 | 120 | 0.9 | 1 | 4.187 |  |  | 2.8171 | [11 empty] | -0.026228 | 1 | 40.7941
|  | 13 | 20 | 43.6986 | 0.5 | 5 | 0 | 0.9 | 1 | 4.187 |  |  | -2.3699 | [11 empty] | -0.029045 | 0 | 40.7941
|  | 13.1 | 20 | 43.4616 | 0.5 | 5 | 120 | 0.9 | 1 | 4.187 |  |  | 2.8127 | [11 empty] | -0.026675 | 1 | 40.7941
|  | 13.2 | 20 | 43.7429 | 0.5 | 5 | 0 | 0.9 | 1 | 4.187 |  |  | -2.3743 | [11 empty] | -0.029488 | 0 | 40.7941
|  | 13.3 | 20 | 43.5055 | 0.5 | 5 | 120 | 0.9 | 1 | 4.187 |  |  | 2.8083 | [11 empty] | -0.027113 | 1 | 40.7941
|  | 13.4 | 20 | 43.7863 | 0.5 | 5 | 0 | 0.9 | 1 | 4.187 |  |  | -2.3786 | [11 empty] | -0.029922 | 0 | 40.7941
|  | 13.5 | 20 | 43.5484 | 0.5 | 5 | 120 | 0.9 | 1 | 4.187 |  |  | 2.804 | [11 empty] | -0.027543 | 1 | 40.7941
|  | 13.6 | 20 | 43.8288 | 0.5 | 5 | 0 | 0.9 | 1 | 4.187 |  |  | -2.3829 | [11 empty] | -0.030347 | 0 | 40.7941
|  | 13.7 | 20 | 43.5905 | 0.5 | 5 | 120 | 0.9 | 1 | 4.187 |  |  | 2.7998 | [11 empty] | -0.027964 | 1 | 40.7941
|  | 13.8 | 20 | 43.8705 | 0.5 | 5 | 0 | 0.9 | 1 | 4.187 |  |  | -2.3871 | [11 empty] | -0.030764 | 0 | 40.7941
|  | 13.9 | 20 | 43.6318 | 0.5 | 5 | 120 | 0.9 | 1 | 4.187 |  |  | 2.7956 | [11 empty] | -0.028377 | 1 | 40.7941
|  | 14 | 20 | 43.9114 | 0.5 | 5 | 0 | 0.9 | 1 | 4.187 |  |  | -2.3911 | [11 empty] | -0.031173 | 0 | 40.7941
|  | 14.1 | 20 | 43.6723 | 0.5 | 5 | 120 | 0.9 | 1 | 4.187 |  |  | 2.7916 | [11 empty] | -0.028781 | 1 | 40.7941
|  | 14.2 | 20 | 43.9514 | 0.5 | 5 | 0 | 0.9 | 1 | 4.187 |  |  | -2.3951 | [11 empty] | -0.031573 | 0 | 40.7941
|  | 14.3 | 20 | 43.7119 | 0.5 | 5 | 120 | 0.9 | 1 | 4.187 |  |  | 2.7876 | [11 empty] | -0.029178 | 1 | 40.7941
|  | 14.4 | 20 | 43.9907 | 0.5 | 5 | 0 | 0.9 | 1 | 4.187 |  |  | -2.3991 | [11 empty] | -0.031965 | 0 | 40.7941
|  | 14.5 | 20 | 43.7508 | 0.5 | 5 | 120 | 0.9 | 1 | 4.187 |  |  | 2.7837 | [11 empty] | -0.029566 | 1 | 40.7941
|  | 14.6 | 20 | 44.0291 | 0.5 | 5 | 0 | 0.9 | 1 | 4.187 |  |  | -2.4029 | [11 empty] | -0.03235 | 0 | 40.7941
|  | 14.7 | 20 | 43.7889 | 0.5 | 5 | 120 | 0.9 | 1 | 4.187 |  |  | 2.7799 | [11 empty] | -0.029947 | 1 | 40.7941
|  | 14.8 | 20 | 44.0668 | 0.5 | 5 | 0 | 0.9 | 1 | 4.187 |  |  | -2.4067 | [11 empty] | -0.032727 | 0 | 40.7941
|  | 14.9 | 20 | 43.8262 | 0.5 | 5 | 120 | 0.9 | 1 | 4.187 |  |  | 2.7762 | [11 empty] | -0.030321 | 1 | 40.7941
|  | 15 | 20 | 44.1038 | 0.5 | 5 | 0 | 0.9 | 1 | 4.187 |  |  | -2.4104 | [11 empty] | -0.033097 | 0 | 40.7941
|  | 15.1 | 20 | 43.8628 | 0.5 | 5 | 120 | 0.9 | 1 | 4.187 |  |  | 2.7725 | [11 empty] | -0.030686 | 1 | 40.7941
|  | 15.2 | 20 | 44.14 | 0.5 | 5 | 0 | 0.9 | 1 | 4.187 |  |  | -2.414 | [11 empty] | -0.033459 | 0 | 40.7941
|  | 15.3 | 20 | 43.8986 | 0.5 | 5 | 120 | 0.9 | 1 | 4.187 |  |  | 2.769 | [11 empty] | -0.031045 | 1 | 40.7941
|  | 15.4 | 20 | 44.1755 | 0.5 | 5 | 0 | 0.9 | 1 | 4.187 |  |  | -2.4176 | [11 empty] | -0.033814 | 0 | 40.7941
|  | 15.5 | 20 | 43.9338 | 0.5 | 5 | 120 | 0.9 | 1 | 4.187 |  |  | 2.7654 | [11 empty] | -0.031396 | 1 | 40.7941
|  | 15.6 | 20 | 44.2103 | 0.5 | 5 | 0 | 0.9 | 1 | 4.187 |  |  | -2.421 | [11 empty] | -0.034162 | 0 | 40.7941
|  | 15.7 | 20 | 43.9682 | 0.5 | 5 | 120 | 0.9 | 1 | 4.187 |  |  | 2.762 | [11 empty] | -0.031741 | 1 | 40.7941
|  | 15.8 | 20 | 44.2444 | 0.5 | 5 | 0 | 0.9 | 1 | 4.187 |  |  | -2.4244 | [11 empty] | -0.034503 | 0 | 40.7941
|  | 15.9 | 20 | 44.002 | 0.5 | 5 | 120 | 0.9 | 1 | 4.187 |  |  | 2.7586 | [11 empty] | -0.032078 | 1 | 40.7941
|  | 16 | 20 | 44.2778 | 0.5 | 5 | 0 | 0.9 | 1 | 4.187 |  |  | -2.4278 | [11 empty] | -0.034837 | 0 | 40.7941
|  | 16.1 | 20 | 44.035 | 0.5 | 5 | 120 | 0.9 | 1 | 4.187 |  |  | 2.7553 | [11 empty] | -0.032409 | 1 | 40.7941
|  | 16.2 | 20 | 44.3106 | 0.5 | 5 | 0 | 0.9 | 1 | 4.187 |  |  | -2.4311 | [11 empty] | -0.035164 | 0 | 40.7941
|  | 16.3 | 20 | 44.0675 | 0.5 | 5 | 120 | 0.9 | 1 | 4.187 |  |  | 2.7521 | [11 empty] | -0.032733 | 1 | 40.7941
|  | 16.4 | 20 | 44.3427 | 0.5 | 5 | 0 | 0.9 | 1 | 4.187 |  |  | -2.4343 | [11 empty] | -0.035485 | 0 | 40.7941
|  | 16.5 | 20 | 44.0992 | 0.5 | 5 | 120 | 0.9 | 1 | 4.187 |  |  | 2.7489 | [11 empty] | -0.033051 | 1 | 40.7941
|  | 16.6 | 20 | 44.3741 | 0.5 | 5 | 0 | 0.9 | 1 | 4.187 |  |  | -2.4374 | [11 empty] | -0.0358 | 0 | 40.7941
|  | 16.7 | 20 | 44.1304 | 0.5 | 5 | 120 | 0.9 | 1 | 4.187 |  |  | 2.7458 | [11 empty] | -0.033363 | 1 | 40.7941
|  | 16.8 | 20 | 44.405 | 0.5 | 5 | 0 | 0.9 | 1 | 4.187 |  |  | -2.4405 | [11 empty] | -0.036108 | 0 | 40.7941
|  | 16.9 | 20 | 44.1609 | 0.5 | 5 | 120 | 0.9 | 1 | 4.187 |  |  | 2.7427 | [11 empty] | -0.033668 | 1 | 40.7941
|  | 17 | 20 | 44.4352 | 0.5 | 5 | 0 | 0.9 | 1 | 4.187 |  |  | -2.4435 | [11 empty] | -0.036411 | 0 | 40.7941
|  | 17.1 | 20 | 44.1908 | 0.5 | 5 | 120 | 0.9 | 1 | 4.187 |  |  | 2.7397 | [11 empty] | -0.033967 | 1 | 40.7941
|  | 17.2 | 20 | 44.4648 | 0.5 | 5 | 0 | 0.9 | 1 | 4.187 |  |  | -2.4465 | [11 empty] | -0.036707 | 0 | 40.7941
|  | 17.3 | 20 | 44.2202 | 0.5 | 5 | 120 | 0.9 | 1 | 4.187 |  |  | 2.7368 | [11 empty] | -0.03426 | 1 | 40.7941
|  | 17.4 | 20 | 44.4939 | 0.5 | 5 | 0 | 0.9 | 1 | 4.187 |  |  | -2.4494 | [11 empty] | -0.036997 | 0 | 40.7941
|  | 17.5 | 20 | 44.2489 | 0.5 | 5 | 120 | 0.9 | 1 | 4.187 |  |  | 2.7339 | [11 empty] | -0.034548 | 1 | 40.7941
|  | 17.6 | 20 | 44.5223 | 0.5 | 5 | 0 | 0.9 | 1 | 4.187 |  |  | -2.4522 | [11 empty] | -0.037282 | 0 | 40.7941
|  | 17.7 | 20 | 44.2771 | 0.5 | 5 | 120 | 0.9 | 1 | 4.187 |  |  | 2.7311 | [11 empty] | -0.03483 | 1 | 40.7941
|  | 17.8 | 20 | 44.5502 | 0.5 | 5 | 0 | 0.9 | 1 | 4.187 |  |  | -2.455 | [11 empty] | -0.037561 | 0 | 40.7941
|  | 17.9 | 20 | 44.3047 | 0.5 | 5 | 120 | 0.9 | 1 | 4.187 |  |  | 2.7284 | [11 empty] | -0.035106 | 1 | 40.7941
|  | 18 | 20 | 44.5775 | 0.5 | 5 | 0 | 0.9 | 1 | 4.187 |  |  | -2.4578 | [11 empty] | -0.037834 | 0 | 40.7941
|  | 18.1 | 20 | 44.3318 | 0.5 | 5 | 120 | 0.9 | 1 | 4.187 |  |  | 2.7256 | [11 empty] | -0.035376 | 1 | 40.7941
|  | 18.2 | 20 | 44.6043 | 0.5 | 5 | 0 | 0.9 | 1 | 4.187 |  |  | -2.4604 | [11 empty] | -0.038102 | 0 | 40.7941
|  | 18.3 | 20 | 44.3583 | 0.5 | 5 | 120 | 0.9 | 1 | 4.187 |  |  | 2.723 | [11 empty] | -0.035641 | 1 | 40.7941
|  | 18.4 | 20 | 44.6306 | 0.5 | 5 | 0 | 0.9 | 1 | 4.187 |  |  | -2.4631 | [11 empty] | -0.038364 | 0 | 40.7941
|  | 18.5 | 20 | 44.3843 | 0.5 | 5 | 120 | 0.9 | 1 | 4.187 |  |  | 2.7204 | [11 empty] | -0.035901 | 1 | 40.7941
|  | 18.6 | 20 | 44.6563 | 0.5 | 5 | 0 | 0.9 | 1 | 4.187 |  |  | -2.4656 | [11 empty] | -0.038622 | 0 | 40.7941
|  | 18.7 | 20 | 44.4097 | 0.5 | 5 | 120 | 0.9 | 1 | 4.187 |  |  | 2.7179 | [11 empty] | -0.036156 | 1 | 40.7941
|  | 18.8 | 20 | 44.6815 | 0.5 | 5 | 0 | 0.9 | 1 | 4.187 |  |  | -2.4682 | [11 empty] | -0.038874 | 0 | 40.7941
|  | 18.9 | 20 | 44.4347 | 0.5 | 5 | 120 | 0.9 | 1 | 4.187 |  |  | 2.7154 | [11 empty] | -0.036406 | 1 | 40.7941
|  | 19 | 20 | 44.7063 | 0.5 | 5 | 0 | 0.9 | 1 | 4.187 |  |  | -2.4706 | [11 empty] | -0.039121 | 0 | 40.7941
|  | 19.1 | 20 | 44.4592 | 0.5 | 5 | 120 | 0.9 | 1 | 4.187 |  |  | 2.7129 | [11 empty] | -0.036651 | 1 | 40.7941
|  | 19.2 | 20 | 44.7305 | 0.5 | 5 | 0 | 0.9 | 1 | 4.187 |  |  | -2.473 | [11 empty] | -0.039364 | 0 | 40.7941
|  | 19.3 | 20 | 44.4832 | 0.5 | 5 | 120 | 0.9 | 1 | 4.187 |  |  | 2.7105 | [11 empty] | -0.03689 | 1 | 40.7941
|  | 19.4 | 20 | 44.7542 | 0.5 | 5 | 0 | 0.9 | 1 | 4.187 |  |  | -2.4754 | [11 empty] | -0.039601 | 0 | 40.7941
|  | 19.5 | 20 | 44.5067 | 0.5 | 5 | 120 | 0.9 | 1 | 4.187 |  |  | 2.7082 | [11 empty] | -0.037126 | 1 | 40.7941
|  | 19.6 | 20 | 44.7775 | 0.5 | 5 | 0 | 0.9 | 1 | 4.187 |  |  | -2.4777 | [11 empty] | -0.039834 | 0 | 40.7941
|  | 19.7 | 20 | 44.5297 | 0.5 | 5 | 120 | 0.9 | 1 | 4.187 |  |  | 2.7059 | [11 empty] | -0.037356 | 1 | 40.7941
|  | 19.8 | 20 | 44.8003 | 0.5 | 5 | 0 | 0.9 | 1 | 4.187 |  |  | -2.48 | [11 empty] | -0.040062 | 0 | 40.7941
|  | 19.9 | 20 | 44.5523 | 0.5 | 5 | 120 | 0.9 | 1 | 4.187 |  |  | 2.7036 | [11 empty] | -0.037582 | 1 | 40.7941
|  | 20 | 20 | 44.8227 | 0.5 | 5 | 0 | 0.9 | 1 | 4.187 |  |  | -2.4823 | [11 empty] | -0.040285 | 0 | 40.7941
|  | 20.1 | 20 | 44.5744 | 0.5 | 5 | 120 | 0.9 | 1 | 4.187 |  |  | 2.7014 | [11 empty] | -0.037803 | 1 | 40.7941
|  | 20.2 | 20 | 44.8446 | 0.5 | 5 | 0 | 0.9 | 1 | 4.187 |  |  | -2.4845 | [11 empty] | -0.040505 | 0 | 40.7941
|  | 20.3 | 20 | 44.5961 | 0.5 | 5 | 120 | 0.9 | 1 | 4.187 |  |  | 2.6992 | [11 empty] | -0.03802 | 1 | 40.7941
|  | 20.4 | 20 | 44.8661 | 0.5 | 5 | 0 | 0.9 | 1 | 4.187 |  |  | -2.4866 | [11 empty] | -0.040719 | 0 | 40.7941
|  | 20.5 | 20 | 44.6174 | 0.5 | 5 | 120 | 0.9 | 1 | 4.187 |  |  | 2.6971 | [11 empty] | -0.038233 | 1 | 40.7941
|  | 20.6 | 20 | 44.8871 | 0.5 | 5 | 0 | 0.9 | 1 | 4.187 |  |  | -2.4887 | [11 empty] | -0.04093 | 0 | 40.7941
|  | 20.7 | 20 | 44.6382 | 0.5 | 5 | 120 | 0.9 | 1 | 4.187 |  |  | 2.695 | [11 empty] | -0.038441 | 1 | 40.7941
|  | 20.8 | 20 | 44.9077 | 0.5 | 5 | 0 | 0.9 | 1 | 4.187 |  |  | -2.4908 | [11 empty] | -0.041136 | 0 | 40.7941
|  | 20.9 | 20 | 44.6587 | 0.5 | 5 | 120 | 0.9 | 1 | 4.187 |  |  | 2.693 | [11 empty] | -0.038645 | 1 | 40.7941
|  | 21 | 20 | 44.9279 | 0.5 | 5 | 0 | 0.9 | 1 | 4.187 |  |  | -2.4928 | [11 empty] | -0.041338 | 0 | 40.7941
|  | 21.1 | 20 | 44.6787 | 0.5 | 5 | 120 | 0.9 | 1 | 4.187 |  |  | 2.691 | [11 empty] | -0.038845 | 1 | 40.7941
|  | 21.2 | 20 | 44.9478 | 0.5 | 5 | 0 | 0.9 | 1 | 4.187 |  |  | -2.4948 | [11 empty] | -0.041536 | 0 | 40.7941
|  | 21.3 | 20 | 44.6983 | 0.5 | 5 | 120 | 0.9 | 1 | 4.187 |  |  | 2.689 | [11 empty] | -0.039042 | 1 | 40.7941
|  | 21.4 | 20 | 44.9672 | 0.5 | 5 | 0 | 0.9 | 1 | 4.187 |  |  | -2.4967 | [11 empty] | -0.041731 | 0 | 40.7941
|  | 21.5 | 20 | 44.7175 | 0.5 | 5 | 120 | 0.9 | 1 | 4.187 |  |  | 2.6871 | [11 empty] | -0.039234 | 1 | 40.7941
|  | 21.6 | 20 | 44.9862 | 0.5 | 5 | 0 | 0.9 | 1 | 4.187 |  |  | -2.4986 | [11 empty] | -0.041921 | 0 | 40.7941
|  | 21.7 | 20 | 44.7364 | 0.5 | 5 | 120 | 0.9 | 1 | 4.187 |  |  | 2.6852 | [11 empty] | -0.039422 | 1 | 40.7941
|  | 21.8 | 20 | 45.0049 | 0.5 | 5 | 0 | 0.9 | 1 | 4.187 |  |  | -2.5005 | [11 empty] | -0.042108 | 0 | 40.7941
|  | 21.9 | 20 | 44.7548 | 0.5 | 5 | 120 | 0.9 | 1 | 4.187 |  |  | 2.6833 | [11 empty] | -0.039607 | 1 | 40.7941
|  | 22 | 20 | 45.0232 | 0.5 | 5 | 0 | 0.9 | 1 | 4.187 |  |  | -2.5023 | [11 empty] | -0.04229 | 0 | 40.7941
|  | 22.1 | 20 | 44.7729 | 0.5 | 5 | 120 | 0.9 | 1 | 4.187 |  |  | 2.6815 | [11 empty] | -0.039788 | 1 | 40.7941
|  | 22.2 | 20 | 45.0411 | 0.5 | 5 | 0 | 0.9 | 1 | 4.187 |  |  | -2.5041 | [11 empty] | -0.04247 | 0 | 40.7941
|  | 22.3 | 20 | 44.7907 | 0.5 | 5 | 120 | 0.9 | 1 | 4.187 |  |  | 2.6798 | [11 empty] | -0.039965 | 1 | 40.7941
|  | 22.4 | 20 | 45.0586 | 0.5 | 5 | 0 | 0.9 | 1 | 4.187 |  |  | -2.5059 | [11 empty] | -0.042645 | 0 | 40.7941
|  | 22.5 | 20 | 44.8081 | 0.5 | 5 | 120 | 0.9 | 1 | 4.187 |  |  | 2.678 | [11 empty] | -0.040139 | 1 | 40.7941
|  | 22.6 | 20 | 45.0759 | 0.5 | 5 | 0 | 0.9 | 1 | 4.187 |  |  | -2.5076 | [11 empty] | -0.042817 | 0 | 40.7941
|  | 22.7 | 20 | 44.8251 | 0.5 | 5 | 120 | 0.9 | 1 | 4.187 |  |  | 2.6763 | [11 empty] | -0.04031 | 1 | 40.7941
|  | 22.8 | 20 | 45.0927 | 0.5 | 5 | 0 | 0.9 | 1 | 4.187 |  |  | -2.5093 | [11 empty] | -0.042986 | 0 | 40.7941
|  | 22.9 | 20 | 44.8418 | 0.5 | 5 | 120 | 0.9 | 1 | 4.187 |  |  | 2.6746 | [11 empty] | -0.040477 | 1 | 40.7941
|  | 23 | 20 | 45.1093 | 0.5 | 5 | 0 | 0.9 | 1 | 4.187 |  |  | -2.5109 | [11 empty] | -0.043152 | 0 | 40.7941
|  | 23.1 | 20 | 44.8582 | 0.5 | 5 | 120 | 0.9 | 1 | 4.187 |  |  | 2.673 | [11 empty] | -0.040641 | 1 | 40.7941
|  | 23.2 | 20 | 45.1255 | 0.5 | 5 | 0 | 0.9 | 1 | 4.187 |  |  | -2.5125 | [11 empty] | -0.043314 | 0 | 40.7941
|  | 23.3 | 20 | 44.8742 | 0.5 | 5 | 120 | 0.9 | 1 | 4.187 |  |  | 2.6714 | [11 empty] | -0.040801 | 1 | 40.7941
|  | 23.4 | 20 | 45.1414 | 0.5 | 5 | 0 | 0.9 | 1 | 4.187 |  |  | -2.5141 | [11 empty] | -0.043472 | 0 | 40.7941
|  | 23.5 | 20 | 44.89 | 0.5 | 5 | 120 | 0.9 | 1 | 4.187 |  |  | 2.6698 | [11 empty] | -0.040958 | 1 | 40.7941
|  | 23.6 | 20 | 45.1569 | 0.5 | 5 | 0 | 0.9 | 1 | 4.187 |  |  | -2.5157 | [11 empty] | -0.043628 | 0 | 40.7941
|  | 23.7 | 20 | 44.9054 | 0.5 | 5 | 120 | 0.9 | 1 | 4.187 |  |  | 2.6683 | [11 empty] | -0.041112 | 1 | 40.7941
|  | 23.8 | 20 | 45.1722 | 0.5 | 5 | 0 | 0.9 | 1 | 4.187 |  |  | -2.5172 | [11 empty] | -0.043781 | 0 | 40.7941
|  | 23.9 | 20 | 44.9205 | 0.5 | 5 | 120 | 0.9 | 1 | 4.187 |  |  | 2.6668 | [11 empty] | -0.041264 | 1 | 40.7941
|  | 24 | 20 | 45.1872 | 0.5 | 5 | 0 | 0.9 | 1 | 4.187 |  |  | -2.5187 | [11 empty] | -0.04393 | 0 | 40.7941
|  | 24.1 | 20 | 44.9353 | 0.5 | 5 | 120 | 0.9 | 1 | 4.187 |  |  | 2.6653 | [11 empty] | -0.041412 | 1 | 40.7941
|  | 24.2 | 20 | 45.2018 | 0.5 | 5 | 0 | 0.9 | 1 | 4.187 |  |  | -2.5202 | [11 empty] | -0.044077 | 0 | 40.7941
|  | 24.3 | 20 | 44.9498 | 0.5 | 5 | 120 | 0.9 | 1 | 4.187 |  |  | 2.6638 | [11 empty] | -0.041557 | 1 | 40.7941
|  | 24.4 | 20 | 45.2162 | 0.5 | 5 | 0 | 0.9 | 1 | 4.187 |  |  | -2.5216 | [11 empty] | -0.044221 | 0 | 40.7941
|  | 24.5 | 20 | 44.964 | 0.5 | 5 | 120 | 0.9 | 1 | 4.187 |  |  | 2.6624 | [11 empty] | -0.041699 | 1 | 40.7941
|  | 24.6 | 20 | 45.2303 | 0.5 | 5 | 0 | 0.9 | 1 | 4.187 |  |  | -2.523 | [11 empty] | -0.044361 | 0 | 40.7941
|  | 24.7 | 20 | 44.978 | 0.5 | 5 | 120 | 0.9 | 1 | 4.187 |  |  | 2.661 | [11 empty] | -0.041838 | 1 | 40.7941
|  | 24.8 | 20 | 45.2441 | 0.5 | 5 | 0 | 0.9 | 1 | 4.187 |  |  | -2.5244 | [11 empty] | -0.044499 | 0 | 40.7941
|  | 24.9 | 20 | 44.9916 | 0.5 | 5 | 120 | 0.9 | 1 | 4.187 |  |  | 2.6597 | [11 empty] | -0.041975 | 1 | 40.7941
|  | 25 | 20 | 45.2576 | 0.5 | 5 | 0 | 0.9 | 1 | 4.187 |  |  | -2.5258 | [11 empty] | -0.044635 | 0 | 40.7941
|  | 25.1 | 20 | 45.005 | 0.5 | 5 | 120 | 0.9 | 1 | 4.187 |  |  | 2.6583 | [11 empty] | -0.042109 | 1 | 40.7941
|  | 25.2 | 20 | 45.2708 | 0.5 | 5 | 0 | 0.9 | 1 | 4.187 |  |  | -2.5271 | [11 empty] | -0.044767 | 0 | 40.7941
|  | 25.3 | 20 | 45.0181 | 0.5 | 5 | 120 | 0.9 | 1 | 4.187 |  |  | 2.657 | [11 empty] | -0.04224 | 1 | 40.7941
|  | 25.4 | 20 | 45.2838 | 0.5 | 5 | 0 | 0.9 | 1 | 4.187 |  |  | -2.5284 | [11 empty] | -0.044897 | 0 | 40.7941
|  | 25.5 | 20 | 45.031 | 0.5 | 5 | 120 | 0.9 | 1 | 4.187 |  |  | 2.6557 | [11 empty] | -0.042369 | 1 | 40.7941
|  | 25.6 | 20 | 45.2966 | 0.5 | 5 | 0 | 0.9 | 1 | 4.187 |  |  | -2.5297 | [11 empty] | -0.045024 | 0 | 40.7941
|  | 25.7 | 20 | 45.0436 | 0.5 | 5 | 120 | 0.9 | 1 | 4.187 |  |  | 2.6545 | [11 empty] | -0.042495 | 1 | 40.7941
|  | 25.8 | 20 | 45.309 | 0.5 | 5 | 0 | 0.9 | 1 | 4.187 |  |  | -2.5309 | [11 empty] | -0.045149 | 0 | 40.7941
|  | 25.9 | 20 | 45.056 | 0.5 | 5 | 120 | 0.9 | 1 | 4.187 |  |  | 2.6532 | [11 empty] | -0.042618 | 1 | 40.7941
|  | 26 | 20 | 45.3213 | 0.5 | 5 | 0 | 0.9 | 1 | 4.187 |  |  | -2.5321 | [11 empty] | -0.045272 | 0 | 40.7941
|  | 26.1 | 20 | 45.0681 | 0.5 | 5 | 120 | 0.9 | 1 | 4.187 |  |  | 2.652 | [11 empty] | -0.042739 | 1 | 40.7941
|  | 26.2 | 20 | 45.3333 | 0.5 | 5 | 0 | 0.9 | 1 | 4.187 |  |  | -2.5333 | [11 empty] | -0.045391 | 0 | 40.7941
|  | 26.3 | 20 | 45.0799 | 0.5 | 5 | 120 | 0.9 | 1 | 4.187 |  |  | 2.6508 | [11 empty] | -0.042858 | 1 | 40.7941
|  | 26.4 | 20 | 45.345 | 0.5 | 5 | 0 | 0.9 | 1 | 4.187 |  |  | -2.5345 | [11 empty] | -0.045509 | 0 | 40.7941
|  | 26.5 | 20 | 45.0916 | 0.5 | 5 | 120 | 0.9 | 1 | 4.187 |  |  | 2.6497 | [11 empty] | -0.042974 | 1 | 40.7941
|  | 26.6 | 20 | 45.3565 | 0.5 | 5 | 0 | 0.9 | 1 | 4.187 |  |  | -2.5357 | [11 empty] | -0.045624 | 0 | 40.7941
|  | 26.7 | 20 | 45.103 | 0.5 | 5 | 120 | 0.9 | 1 | 4.187 |  |  | 2.6485 | [11 empty] | -0.043088 | 1 | 40.7941
|  | 26.8 | 20 | 45.3678 | 0.5 | 5 | 0 | 0.9 | 1 | 4.187 |  |  | -2.5368 | [11 empty] | -0.045737 | 0 | 40.7941
|  | 26.9 | 20 | 45.1141 | 0.5 | 5 | 120 | 0.9 | 1 | 4.187 |  |  | 2.6474 | [11 empty] | -0.0432 | 1 | 40.7941
|  | 27 | 20 | 45.3789 | 0.5 | 5 | 0 | 0.9 | 1 | 4.187 |  |  | -2.5379 | [11 empty] | -0.045848 | 0 | 40.7941
|  | 27.1 | 20 | 45.1251 | 0.5 | 5 | 120 | 0.9 | 1 | 4.187 |  |  | 2.6463 | [11 empty] | -0.04331 | 1 | 40.7941
|  | 27.2 | 20 | 45.3897 | 0.5 | 5 | 0 | 0.9 | 1 | 4.187 |  |  | -2.539 | [11 empty] | -0.045956 | 0 | 40.7941
|  | 27.3 | 20 | 45.1358 | 0.5 | 5 | 120 | 0.9 | 1 | 4.187 |  |  | 2.6452 | [11 empty] | -0.043417 | 1 | 40.7941
|  | 27.4 | 20 | 45.4004 | 0.5 | 5 | 0 | 0.9 | 1 | 4.187 |  |  | -2.54 | [11 empty] | -0.046062 | 0 | 40.7941
|  | 27.5 | 20 | 45.1464 | 0.5 | 5 | 120 | 0.9 | 1 | 4.187 |  |  | 2.6442 | [11 empty] | -0.043522 | 1 | 40.7941
|  | 27.6 | 20 | 45.4108 | 0.5 | 5 | 0 | 0.9 | 1 | 4.187 |  |  | -2.5411 | [11 empty] | -0.046166 | 0 | 40.7941
|  | 27.7 | 20 | 45.1567 | 0.5 | 5 | 120 | 0.9 | 1 | 4.187 |  |  | 2.6432 | [11 empty] | -0.043625 | 1 | 40.7941
|  | 27.8 | 20 | 45.421 | 0.5 | 5 | 0 | 0.9 | 1 | 4.187 |  |  | -2.5421 | [11 empty] | -0.046269 | 0 | 40.7941
|  | 27.9 | 20 | 45.1668 | 0.5 | 5 | 120 | 0.9 | 1 | 4.187 |  |  | 2.6421 | [11 empty] | -0.043726 | 1 | 40.7941
|  | 28 | 20 | 45.431 | 0.5 | 5 | 0 | 0.9 | 1 | 4.187 |  |  | -2.5431 | [11 empty] | -0.046369 | 0 | 40.7941
|  | 28.1 | 20 | 45.1767 | 0.5 | 5 | 120 | 0.9 | 1 | 4.187 |  |  | 2.6412 | [11 empty] | -0.043826 | 1 | 40.7941
|  | 28.2 | 20 | 45.4408 | 0.5 | 5 | 0 | 0.9 | 1 | 4.187 |  |  | -2.5441 | [11 empty] | -0.046467 | 0 | 40.7941
|  | 28.3 | 20 | 45.1864 | 0.5 | 5 | 120 | 0.9 | 1 | 4.187 |  |  | 2.6402 | [11 empty] | -0.043923 | 1 | 40.7941
|  | 28.4 | 20 | 45.4504 | 0.5 | 5 | 0 | 0.9 | 1 | 4.187 |  |  | -2.545 | [11 empty] | -0.046563 | 0 | 40.7941
|  | 28.5 | 20 | 45.1959 | 0.5 | 5 | 120 | 0.9 | 1 | 4.187 |  |  | 2.6392 | [11 empty] | -0.044018 | 1 | 40.7941
|  | 28.6 | 20 | 45.4598 | 0.5 | 5 | 0 | 0.9 | 1 | 4.187 |  |  | -2.546 | [11 empty] | -0.046657 | 0 | 40.7941
|  | 28.7 | 20 | 45.2052 | 0.5 | 5 | 120 | 0.9 | 1 | 4.187 |  |  | 2.6383 | [11 empty] | -0.044111 | 1 | 40.7941
|  | 28.8 | 20 | 45.4691 | 0.5 | 5 | 0 | 0.9 | 1 | 4.187 |  |  | -2.5469 | [11 empty] | -0.046749 | 0 | 40.7941
|  | 28.9 | 20 | 45.2144 | 0.5 | 5 | 120 | 0.9 | 1 | 4.187 |  |  | 2.6374 | [11 empty] | -0.044202 | 1 | 40.7941
|  | 29 | 20 | 45.4781 | 0.5 | 5 | 0 | 0.9 | 1 | 4.187 |  |  | -2.5478 | [11 empty] | -0.04684 | 0 | 40.7941
|  | 29.1 | 20 | 45.2233 | 0.5 | 5 | 120 | 0.9 | 1 | 4.187 |  |  | 2.6365 | [11 empty] | -0.044292 | 1 | 40.7941
|  | 29.2 | 20 | 45.487 | 0.5 | 5 | 0 | 0.9 | 1 | 4.187 |  |  | -2.5487 | [11 empty] | -0.046928 | 0 | 40.7941
|  | 29.3 | 20 | 45.2321 | 0.5 | 5 | 120 | 0.9 | 1 | 4.187 |  |  | 2.6356 | [11 empty] | -0.04438 | 1 | 40.7941
|  | 29.4 | 20 | 45.4957 | 0.5 | 5 | 0 | 0.9 | 1 | 4.187 |  |  | -2.5496 | [11 empty] | -0.047015 | 0 | 40.7941
|  | 29.5 | 20 | 45.2407 | 0.5 | 5 | 120 | 0.9 | 1 | 4.187 |  |  | 2.6348 | [11 empty] | -0.044466 | 1 | 40.7941
|  | 29.6 | 20 | 45.5042 | 0.5 | 5 | 0 | 0.9 | 1 | 4.187 |  |  | -2.5504 | [11 empty] | -0.047101 | 0 | 40.7941
|  | 29.7 | 20 | 45.2491 | 0.5 | 5 | 120 | 0.9 | 1 | 4.187 |  |  | 2.6339 | [11 empty] | -0.04455 | 1 | 40.7941
|  | 29.8 | 20 | 45.5125 | 0.5 | 5 | 0 | 0.9 | 1 | 4.187 |  |  | -2.5513 | [11 empty] | -0.047184 | 0 | 40.7941
|  | 29.9 | 20 | 45.2574 | 0.5 | 5 | 120 | 0.9 | 1 | 4.187 |  |  | 2.6331 | [11 empty] | -0.044633 | 1 | 40.7941
|  | 30 | 20 | 45.5207 | 0.5 | 5 | 0 | 0.9 | 1 | 4.187 |  |  | -2.5521 | [11 empty] | -0.047266 | 0 | 40.7941
|  | 30.1 | 20 | 45.2655 | 0.5 | 5 | 120 | 0.9 | 1 | 4.187 |  |  | 2.6323 | [11 empty] | -0.044714 | 1 | 40.7941
|  | 30.2 | 20 | 45.5287 | 0.5 | 5 | 0 | 0.9 | 1 | 4.187 |  |  | -2.5529 | [11 empty] | -0.047346 | 0 | 40.7941
|  | 30.3 | 20 | 45.2734 | 0.5 | 5 | 120 | 0.9 | 1 | 4.187 |  |  | 2.6315 | [11 empty] | -0.044793 | 1 | 40.7941
|  | 30.4 | 20 | 45.5366 | 0.5 | 5 | 0 | 0.9 | 1 | 4.187 |  |  | -2.5537 | [11 empty] | -0.047425 | 0 | 40.7941
|  | 30.5 | 20 | 45.2812 | 0.5 | 5 | 120 | 0.9 | 1 | 4.187 |  |  | 2.6307 | [11 empty] | -0.044871 | 1 | 40.7941
|  | 30.6 | 20 | 45.5443 | 0.5 | 5 | 0 | 0.9 | 1 | 4.187 |  |  | -2.5544 | [11 empty] | -0.047502 | 0 | 40.7941
|  | 30.7 | 20 | 45.2889 | 0.5 | 5 | 120 | 0.9 | 1 | 4.187 |  |  | 2.6299 | [11 empty] | -0.044947 | 1 | 40.7941
|  | 30.8 | 20 | 45.5518 | 0.5 | 5 | 0 | 0.9 | 1 | 4.187 |  |  | -2.5552 | [11 empty] | -0.047577 | 0 | 40.7941
|  | 30.9 | 20 | 45.2963 | 0.5 | 5 | 120 | 0.9 | 1 | 4.187 |  |  | 2.6292 | [11 empty] | -0.045022 | 1 | 40.7941
|  | 31 | 20 | 45.5592 | 0.5 | 5 | 0 | 0.9 | 1 | 4.187 |  |  | -2.5559 | [11 empty] | -0.047651 | 0 | 40.7941
|  | 31.1 | 20 | 45.3037 | 0.5 | 5 | 120 | 0.9 | 1 | 4.187 |  |  | 2.6285 | [11 empty] | -0.045095 | 1 | 40.7941
|  | 31.2 | 20 | 45.5665 | 0.5 | 5 | 0 | 0.9 | 1 | 4.187 |  |  | -2.5567 | [11 empty] | -0.047724 | 0 | 40.7941
|  | 31.3 | 20 | 45.3108 | 0.5 | 5 | 120 | 0.9 | 1 | 4.187 |  |  | 2.6277 | [11 empty] | -0.045167 | 1 | 40.7941
|  | 31.4 | 20 | 45.5736 | 0.5 | 5 | 0 | 0.9 | 1 | 4.187 |  |  | -2.5574 | [11 empty] | -0.047795 | 0 | 40.7941
|  | 31.5 | 20 | 45.3179 | 0.5 | 5 | 120 | 0.9 | 1 | 4.187 |  |  | 2.627 | [11 empty] | -0.045238 | 1 | 40.7941
|  | 31.6 | 20 | 45.5806 | 0.5 | 5 | 0 | 0.9 | 1 | 4.187 |  |  | -2.5581 | [11 empty] | -0.047865 | 0 | 40.7941
|  | 31.7 | 20 | 45.3248 | 0.5 | 5 | 120 | 0.9 | 1 | 4.187 |  |  | 2.6263 | [11 empty] | -0.045306 | 1 | 40.7941
|  | 31.8 | 20 | 45.5874 | 0.5 | 5 | 0 | 0.9 | 1 | 4.187 |  |  | -2.5587 | [11 empty] | -0.047933 | 0 | 40.7941
|  | 31.9 | 20 | 45.3315 | 0.5 | 5 | 120 | 0.9 | 1 | 4.187 |  |  | 2.6257 | [11 empty] | -0.045374 | 1 | 40.7941
|  | 32 | 20 | 45.5941 | 0.5 | 5 | 0 | 0.9 | 1 | 4.187 |  |  | -2.5594 | [11 empty] | -0.048 | 0 | 40.7941
|  | 32.1 | 20 | 45.3382 | 0.5 | 5 | 120 | 0.9 | 1 | 4.187 |  |  | 2.625 | [11 empty] | -0.04544 | 1 | 40.7941
|  | 32.2 | 20 | 45.6007 | 0.5 | 5 | 0 | 0.9 | 1 | 4.187 |  |  | -2.5601 | [11 empty] | -0.048065 | 0 | 40.7941
|  | 32.3 | 20 | 45.3447 | 0.5 | 5 | 120 | 0.9 | 1 | 4.187 |  |  | 2.6244 | [11 empty] | -0.045505 | 1 | 40.7941
|  | 32.4 | 20 | 45.6071 | 0.5 | 5 | 0 | 0.9 | 1 | 4.187 |  |  | -2.5607 | [11 empty] | -0.04813 | 0 | 40.7941
|  | 32.5 | 20 | 45.351 | 0.5 | 5 | 120 | 0.9 | 1 | 4.187 |  |  | 2.6237 | [11 empty] | -0.045569 | 1 | 40.7941
|  | 32.6 | 20 | 45.6134 | 0.5 | 5 | 0 | 0.9 | 1 | 4.187 |  |  | -2.5613 | [11 empty] | -0.048193 | 0 | 40.7941
|  | 32.7 | 20 | 45.3573 | 0.5 | 5 | 120 | 0.9 | 1 | 4.187 |  |  | 2.6231 | [11 empty] | -0.045631 | 1 | 40.7941
|  | 32.8 | 20 | 45.6196 | 0.5 | 5 | 0 | 0.9 | 1 | 4.187 |  |  | -2.562 | [11 empty] | -0.048254 | 0 | 40.7941
|  | 32.9 | 20 | 45.3634 | 0.5 | 5 | 120 | 0.9 | 1 | 4.187 |  |  | 2.6225 | [11 empty] | -0.045692 | 1 | 40.7941
|  | 33 | 20 | 45.6256 | 0.5 | 5 | 0 | 0.9 | 1 | 4.187 |  |  | -2.5626 | [11 empty] | -0.048315 | 0 | 40.7941
|  | 33.1 | 20 | 45.3694 | 0.5 | 5 | 120 | 0.9 | 1 | 4.187 |  |  | 2.6219 | [11 empty] | -0.045752 | 1 | 40.7941
|  | 33.2 | 20 | 45.6316 | 0.5 | 5 | 0 | 0.9 | 1 | 4.187 |  |  | -2.5632 | [11 empty] | -0.048374 | 0 | 40.7941
|  | 33.3 | 20 | 45.3752 | 0.5 | 5 | 120 | 0.9 | 1 | 4.187 |  |  | 2.6213 | [11 empty] | -0.045811 | 1 | 40.7941
|  | 33.4 | 20 | 45.6374 | 0.5 | 5 | 0 | 0.9 | 1 | 4.187 |  |  | -2.5637 | [11 empty] | -0.048432 | 0 | 40.7941
|  | 33.5 | 20 | 45.381 | 0.5 | 5 | 120 | 0.9 | 1 | 4.187 |  |  | 2.6207 | [11 empty] | -0.045869 | 1 | 40.7941
|  | 33.6 | 20 | 45.6431 | 0.5 | 5 | 0 | 0.9 | 1 | 4.187 |  |  | -2.5643 | [11 empty] | -0.048489 | 0 | 40.7941
|  | 33.7 | 20 | 45.3866 | 0.5 | 5 | 120 | 0.9 | 1 | 4.187 |  |  | 2.6202 | [11 empty] | -0.045925 | 1 | 40.7941
|  | 33.8 | 20 | 45.6487 | 0.5 | 5 | 0 | 0.9 | 1 | 4.187 |  |  | -2.5649 | [11 empty] | -0.048545 | 0 | 40.7941
|  | 33.9 | 20 | 45.3922 | 0.5 | 5 | 120 | 0.9 | 1 | 4.187 |  |  | 2.6196 | [11 empty] | -0.04598 | 1 | 40.7941
|  | 34 | 20 | 45.6541 | 0.5 | 5 | 0 | 0.9 | 1 | 4.187 |  |  | -2.5654 | [11 empty] | -0.0486 | 0 | 40.7941
|  | 34.1 | 20 | 45.3976 | 0.5 | 5 | 120 | 0.9 | 1 | 4.187 |  |  | 2.6191 | [11 empty] | -0.046035 | 1 | 40.7941
|  | 34.2 | 20 | 45.6595 | 0.5 | 5 | 0 | 0.9 | 1 | 4.187 |  |  | -2.5659 | [11 empty] | -0.048654 | 0 | 40.7941
|  | 34.3 | 20 | 45.4029 | 0.5 | 5 | 120 | 0.9 | 1 | 4.187 |  |  | 2.6185 | [11 empty] | -0.046088 | 1 | 40.7941
|  | 34.4 | 20 | 45.6648 | 0.5 | 5 | 0 | 0.9 | 1 | 4.187 |  |  | -2.5665 | [11 empty] | -0.048706 | 0 | 40.7941
|  | 34.5 | 20 | 45.4081 | 0.5 | 5 | 120 | 0.9 | 1 | 4.187 |  |  | 2.618 | [11 empty] | -0.04614 | 1 | 40.7941
|  | 34.6 | 20 | 45.6699 | 0.5 | 5 | 0 | 0.9 | 1 | 4.187 |  |  | -2.567 | [11 empty] | -0.048758 | 0 | 40.7941
|  | 34.7 | 20 | 45.4132 | 0.5 | 5 | 120 | 0.9 | 1 | 4.187 |  |  | 2.6175 | [11 empty] | -0.046191 | 1 | 40.7941
|  | 34.8 | 20 | 45.675 | 0.5 | 5 | 0 | 0.9 | 1 | 4.187 |  |  | -2.5675 | [11 empty] | -0.048808 | 0 | 40.7941
|  | 34.9 | 20 | 45.4182 | 0.5 | 5 | 120 | 0.9 | 1 | 4.187 |  |  | 2.617 | [11 empty] | -0.046241 | 1 | 40.7941
|  | 35 | 20 | 45.6799 | 0.5 | 5 | 0 | 0.9 | 1 | 4.187 |  |  | -2.568 | [11 empty] | -0.048858 | 0 | 40.7941
|  | 35.1 | 20 | 45.4231 | 0.5 | 5 | 120 | 0.9 | 1 | 4.187 |  |  | 2.6165 | [11 empty] | -0.04629 | 1 | 40.7941
|  | 35.2 | 20 | 45.6848 | 0.5 | 5 | 0 | 0.9 | 1 | 4.187 |  |  | -2.5685 | [11 empty] | -0.048906 | 0 | 40.7941
|  | 35.3 | 20 | 45.4279 | 0.5 | 5 | 120 | 0.9 | 1 | 4.187 |  |  | 2.616 | [11 empty] | -0.046338 | 1 | 40.7941
|  | 35.4 | 20 | 45.6895 | 0.5 | 5 | 0 | 0.9 | 1 | 4.187 |  |  | -2.569 | [11 empty] | -0.048954 | 0 | 40.7941
|  | 35.5 | 20 | 45.4326 | 0.5 | 5 | 120 | 0.9 | 1 | 4.187 |  |  | 2.6156 | [11 empty] | -0.046385 | 1 | 40.7941
|  | 35.6 | 20 | 45.6942 | 0.5 | 5 | 0 | 0.9 | 1 | 4.187 |  |  | -2.5694 | [11 empty] | -0.049001 | 0 | 40.7941
|  | 35.7 | 20 | 45.4372 | 0.5 | 5 | 120 | 0.9 | 1 | 4.187 |  |  | 2.6151 | [11 empty] | -0.046431 | 1 | 40.7941
|  | 35.8 | 20 | 45.6987 | 0.5 | 5 | 0 | 0.9 | 1 | 4.187 |  |  | -2.5699 | [11 empty] | -0.049046 | 0 | 40.7941
|  | 35.9 | 20 | 45.4418 | 0.5 | 5 | 120 | 0.9 | 1 | 4.187 |  |  | 2.6146 | [11 empty] | -0.046476 | 1 | 40.7941
|  | 36 | 20 | 45.7032 | 0.5 | 5 | 0 | 0.9 | 1 | 4.187 |  |  | -2.5703 | [11 empty] | -0.049091 | 0 | 40.7941
|  | 36.1 | 20 | 45.4462 | 0.5 | 5 | 120 | 0.9 | 1 | 4.187 |  |  | 2.6142 | [11 empty] | -0.046521 | 1 | 40.7941
|  | 36.2 | 20 | 45.7076 | 0.5 | 5 | 0 | 0.9 | 1 | 4.187 |  |  | -2.5708 | [11 empty] | -0.049135 | 0 | 40.7941
|  | 36.3 | 20 | 45.4505 | 0.5 | 5 | 120 | 0.9 | 1 | 4.187 |  |  | 2.6138 | [11 empty] | -0.046564 | 1 | 40.7941
|  | 36.4 | 20 | 45.7119 | 0.5 | 5 | 0 | 0.9 | 1 | 4.187 |  |  | -2.5712 | [11 empty] | -0.049178 | 0 | 40.7941
|  | 36.5 | 20 | 45.4548 | 0.5 | 5 | 120 | 0.9 | 1 | 4.187 |  |  | 2.6133 | [11 empty] | -0.046607 | 1 | 40.7941
|  | 36.6 | 20 | 45.7161 | 0.5 | 5 | 0 | 0.9 | 1 | 4.187 |  |  | -2.5716 | [11 empty] | -0.04922 | 0 | 40.7941
|  | 36.7 | 20 | 45.459 | 0.5 | 5 | 120 | 0.9 | 1 | 4.187 |  |  | 2.6129 | [11 empty] | -0.046648 | 1 | 40.7941
|  | 36.8 | 20 | 45.7203 | 0.5 | 5 | 0 | 0.9 | 1 | 4.187 |  |  | -2.572 | [11 empty] | -0.049261 | 0 | 40.7941
|  | 36.9 | 20 | 45.4631 | 0.5 | 5 | 120 | 0.9 | 1 | 4.187 |  |  | 2.6125 | [11 empty] | -0.046689 | 1 | 40.7941
|  | 37 | 20 | 45.7243 | 0.5 | 5 | 0 | 0.9 | 1 | 4.187 |  |  | -2.5724 | [11 empty] | -0.049302 | 0 | 40.7941
|  | 37.1 | 20 | 45.4671 | 0.5 | 5 | 120 | 0.9 | 1 | 4.187 |  |  | 2.6121 | [11 empty] | -0.046729 | 1 | 40.7941
|  | 37.2 | 20 | 45.7283 | 0.5 | 5 | 0 | 0.9 | 1 | 4.187 |  |  | -2.5728 | [11 empty] | -0.049342 | 0 | 40.7941
|  | 37.3 | 20 | 45.471 | 0.5 | 5 | 120 | 0.9 | 1 | 4.187 |  |  | 2.6117 | [11 empty] | -0.046769 | 1 | 40.7941
|  | 37.4 | 20 | 45.7322 | 0.5 | 5 | 0 | 0.9 | 1 | 4.187 |  |  | -2.5732 | [11 empty] | -0.04938 | 0 | 40.7941
|  | 37.5 | 20 | 45.4748 | 0.5 | 5 | 120 | 0.9 | 1 | 4.187 |  |  | 2.6113 | [11 empty] | -0.046807 | 1 | 40.7941
|  | 37.6 | 20 | 45.736 | 0.5 | 5 | 0 | 0.9 | 1 | 4.187 |  |  | -2.5736 | [11 empty] | -0.049419 | 0 | 40.7941
|  | 37.7 | 20 | 45.4786 | 0.5 | 5 | 120 | 0.9 | 1 | 4.187 |  |  | 2.611 | [11 empty] | -0.046845 | 1 | 40.7941
|  | 37.8 | 20 | 45.7397 | 0.5 | 5 | 0 | 0.9 | 1 | 4.187 |  |  | -2.574 | [11 empty] | -0.049456 | 0 | 40.7941
|  | 37.9 | 20 | 45.4823 | 0.5 | 5 | 120 | 0.9 | 1 | 4.187 |  |  | 2.6106 | [11 empty] | -0.046882 | 1 | 40.7941
|  | 38 | 20 | 45.7434 | 0.5 | 5 | 0 | 0.9 | 1 | 4.187 |  |  | -2.5743 | [11 empty] | -0.049493 | 0 | 40.7941
|  | 38.1 | 20 | 45.4859 | 0.5 | 5 | 120 | 0.9 | 1 | 4.187 |  |  | 2.6102 | [11 empty] | -0.046918 | 1 | 40.7941
|  | 38.2 | 20 | 45.747 | 0.5 | 5 | 0 | 0.9 | 1 | 4.187 |  |  | -2.5747 | [11 empty] | -0.049528 | 0 | 40.7941
|  | 38.3 | 20 | 45.4895 | 0.5 | 5 | 120 | 0.9 | 1 | 4.187 |  |  | 2.6099 | [11 empty] | -0.046954 | 1 | 40.7941
|  | 38.4 | 20 | 45.7505 | 0.5 | 5 | 0 | 0.9 | 1 | 4.187 |  |  | -2.575 | [11 empty] | -0.049564 | 0 | 40.7941
|  | 38.5 | 20 | 45.493 | 0.5 | 5 | 120 | 0.9 | 1 | 4.187 |  |  | 2.6095 | [11 empty] | -0.046989 | 1 | 40.7941
|  | 38.6 | 20 | 45.7539 | 0.5 | 5 | 0 | 0.9 | 1 | 4.187 |  |  | -2.5754 | [11 empty] | -0.049598 | 0 | 40.7941
|  | 38.7 | 20 | 45.4964 | 0.5 | 5 | 120 | 0.9 | 1 | 4.187 |  |  | 2.6092 | [11 empty] | -0.047023 | 1 | 40.7941
|  | 38.8 | 20 | 45.7573 | 0.5 | 5 | 0 | 0.9 | 1 | 4.187 |  |  | -2.5757 | [11 empty] | -0.049632 | 0 | 40.7941
|  | 38.9 | 20 | 45.4997 | 0.5 | 5 | 120 | 0.9 | 1 | 4.187 |  |  | 2.6089 | [11 empty] | -0.047056 | 1 | 40.7941
|  | 39 | 20 | 45.7606 | 0.5 | 5 | 0 | 0.9 | 1 | 4.187 |  |  | -2.5761 | [11 empty] | -0.049665 | 0 | 40.7941
|  | 39.1 | 20 | 45.503 | 0.5 | 5 | 120 | 0.9 | 1 | 4.187 |  |  | 2.6085 | [11 empty] | -0.047089 | 1 | 40.7941
|  | 39.2 | 20 | 45.7639 | 0.5 | 5 | 0 | 0.9 | 1 | 4.187 |  |  | -2.5764 | [11 empty] | -0.049697 | 0 | 40.7941
|  | 39.3 | 20 | 45.5062 | 0.5 | 5 | 120 | 0.9 | 1 | 4.187 |  |  | 2.6082 | [11 empty] | -0.047121 | 1 | 40.7941
|  | 39.4 | 20 | 45.7671 | 0.5 | 5 | 0 | 0.9 | 1 | 4.187 |  |  | -2.5767 | [11 empty] | -0.049729 | 0 | 40.7941
|  | 39.5 | 20 | 45.5094 | 0.5 | 5 | 120 | 0.9 | 1 | 4.187 |  |  | 2.6079 | [11 empty] | -0.047153 | 1 | 40.7941
|  | 39.6 | 20 | 45.7702 | 0.5 | 5 | 0 | 0.9 | 1 | 4.187 |  |  | -2.577 | [11 empty] | -0.04976 | 0 | 40.7941
|  | 39.7 | 20 | 45.5125 | 0.5 | 5 | 120 | 0.9 | 1 | 4.187 |  |  | 2.6076 | [11 empty] | -0.047183 | 1 | 40.7941
|  | 39.8 | 20 | 45.7732 | 0.5 | 5 | 0 | 0.9 | 1 | 4.187 |  |  | -2.5773 | [11 empty] | -0.049791 | 0 | 40.7941
|  | 39.9 | 20 | 45.5155 | 0.5 | 5 | 120 | 0.9 | 1 | 4.187 |  |  | 2.6073 | [11 empty] | -0.047214 | 1 | 40.7941
|  | 40 | 20 | 45.7762 | 0.5 | 5 | 0 | 0.9 | 1 | 4.187 |  |  | -2.5776 | [11 empty] | -0.049821 | 0 | 40.7941
|  | 40.1 | 20 | 45.5185 | 0.5 | 5 | 120 | 0.9 | 1 | 4.187 |  |  | 2.607 | [11 empty] | -0.047243 | 1 | 40.7941
|  | 40.2 | 20 | 45.7792 | 0.5 | 5 | 0 | 0.9 | 1 | 4.187 |  |  | -2.5779 | [11 empty] | -0.04985 | 0 | 40.7941
|  | 40.3 | 20 | 45.5214 | 0.5 | 5 | 120 | 0.9 | 1 | 4.187 |  |  | 2.6067 | [11 empty] | -0.047272 | 1 | 40.7941
|  | 40.4 | 20 | 45.782 | 0.5 | 5 | 0 | 0.9 | 1 | 4.187 |  |  | -2.5782 | [11 empty] | -0.049879 | 0 | 40.7941
|  | 40.5 | 20 | 45.5242 | 0.5 | 5 | 120 | 0.9 | 1 | 4.187 |  |  | 2.6064 | [11 empty] | -0.047301 | 1 | 40.7941
|  | 40.6 | 20 | 45.7849 | 0.5 | 5 | 0 | 0.9 | 1 | 4.187 |  |  | -2.5785 | [11 empty] | -0.049907 | 0 | 40.7941
|  | 40.7 | 20 | 45.527 | 0.5 | 5 | 120 | 0.9 | 1 | 4.187 |  |  | 2.6061 | [11 empty] | -0.047329 | 1 | 40.7941
|  | 40.8 | 20 | 45.7876 | 0.5 | 5 | 0 | 0.9 | 1 | 4.187 |  |  | -2.5788 | [11 empty] | -0.049935 | 0 | 40.7941
|  | 40.9 | 20 | 45.5297 | 0.5 | 5 | 120 | 0.9 | 1 | 4.187 |  |  | 2.6059 | [11 empty] | -0.047356 | 1 | 40.7941
|  | 41 | 20 | 45.7903 | 0.5 | 5 | 0 | 0.9 | 1 | 4.187 |  |  | -2.579 | [11 empty] | -0.049962 | 0 | 40.7941
|  | 41.1 | 20 | 45.5324 | 0.5 | 5 | 120 | 0.9 | 1 | 4.187 |  |  | 2.6056 | [11 empty] | -0.047383 | 1 | 40.7941
|  | 41.2 | 20 | 45.793 | 0.5 | 5 | 0 | 0.9 | 1 | 4.187 |  |  | -2.5793 | [11 empty] | -0.049989 | 0 | 40.7941
|  | 41.3 | 20 | 45.5351 | 0.5 | 5 | 120 | 0.9 | 1 | 4.187 |  |  | 2.6053 | [11 empty] | -0.047409 | 1 | 40.7941
|  | 41.4 | 20 | 45.7956 | 0.5 | 5 | 0 | 0.9 | 1 | 4.187 |  |  | -2.5796 | [11 empty] | -0.050015 | 0 | 40.7941
|  | 41.5 | 20 | 45.5376 | 0.5 | 5 | 120 | 0.9 | 1 | 4.187 |  |  | 2.6051 | [11 empty] | -0.047435 | 1 | 40.7941
|  | 41.6 | 20 | 45.7981 | 0.5 | 5 | 0 | 0.9 | 1 | 4.187 |  |  | -2.5798 | [11 empty] | -0.05004 | 0 | 40.7941
|  | 41.7 | 20 | 45.5402 | 0.5 | 5 | 120 | 0.9 | 1 | 4.187 |  |  | 2.6048 | [11 empty] | -0.04746 | 1 | 40.7941
|  | 41.8 | 20 | 45.8006 | 0.5 | 5 | 0 | 0.9 | 1 | 4.187 |  |  | -2.5801 | [11 empty] | -0.050065 | 0 | 40.7941
|  | 41.9 | 20 | 45.5426 | 0.5 | 5 | 120 | 0.9 | 1 | 4.187 |  |  | 2.6046 | [11 empty] | -0.047485 | 1 | 40.7941
|  | 42 | 20 | 45.8031 | 0.5 | 5 | 0 | 0.9 | 1 | 4.187 |  |  | -2.5803 | [11 empty] | -0.05009 | 0 | 40.7941
|  | 42.1 | 20 | 45.5451 | 0.5 | 5 | 120 | 0.9 | 1 | 4.187 |  |  | 2.6043 | [11 empty] | -0.047509 | 1 | 40.7941
|  | 42.2 | 20 | 45.8055 | 0.5 | 5 | 0 | 0.9 | 1 | 4.187 |  |  | -2.5805 | [11 empty] | -0.050114 | 0 | 40.7941
|  | 42.3 | 20 | 45.5474 | 0.5 | 5 | 120 | 0.9 | 1 | 4.187 |  |  | 2.6041 | [11 empty] | -0.047533 | 1 | 40.7941
|  | 42.4 | 20 | 45.8078 | 0.5 | 5 | 0 | 0.9 | 1 | 4.187 |  |  | -2.5808 | [11 empty] | -0.050137 | 0 | 40.7941
|  | 42.5 | 20 | 45.5498 | 0.5 | 5 | 120 | 0.9 | 1 | 4.187 |  |  | 2.6038 | [11 empty] | -0.047556 | 1 | 40.7941
|  | 42.6 | 20 | 45.8101 | 0.5 | 5 | 0 | 0.9 | 1 | 4.187 |  |  | -2.581 | [11 empty] | -0.05016 | 0 | 40.7941
|  | 42.7 | 20 | 45.552 | 0.5 | 5 | 120 | 0.9 | 1 | 4.187 |  |  | 2.6036 | [11 empty] | -0.047579 | 1 | 40.7941
|  | 42.8 | 20 | 45.8124 | 0.5 | 5 | 0 | 0.9 | 1 | 4.187 |  |  | -2.5812 | [11 empty] | -0.050183 | 0 | 40.7941
|  | 42.9 | 20 | 45.5543 | 0.5 | 5 | 120 | 0.9 | 1 | 4.187 |  |  | 2.6034 | [11 empty] | -0.047602 | 1 | 40.7941
|  | 43 | 20 | 45.8146 | 0.5 | 5 | 0 | 0.9 | 1 | 4.187 |  |  | -2.5815 | [11 empty] | -0.050205 | 0 | 40.7941
|  | 43.1 | 20 | 45.5565 | 0.5 | 5 | 120 | 0.9 | 1 | 4.187 |  |  | 2.6032 | [11 empty] | -0.047624 | 1 | 40.7941
|  | 43.2 | 20 | 45.8168 | 0.5 | 5 | 0 | 0.9 | 1 | 4.187 |  |  | -2.5817 | [11 empty] | -0.050227 | 0 | 40.7941
|  | 43.3 | 20 | 45.5586 | 0.5 | 5 | 120 | 0.9 | 1 | 4.187 |  |  | 2.603 | [11 empty] | -0.047645 | 1 | 40.7941
|  | 43.4 | 20 | 45.8189 | 0.5 | 5 | 0 | 0.9 | 1 | 4.187 |  |  | -2.5819 | [11 empty] | -0.050248 | 0 | 40.7941
|  | 43.5 | 20 | 45.5607 | 0.5 | 5 | 120 | 0.9 | 1 | 4.187 |  |  | 2.6028 | [11 empty] | -0.047666 | 1 | 40.7941
|  | 43.6 | 20 | 45.821 | 0.5 | 5 | 0 | 0.9 | 1 | 4.187 |  |  | -2.5821 | [11 empty] | -0.050269 | 0 | 40.7941
|  | 43.7 | 20 | 45.5628 | 0.5 | 5 | 120 | 0.9 | 1 | 4.187 |  |  | 2.6025 | [11 empty] | -0.047687 | 1 | 40.7941
|  | 43.8 | 20 | 45.8231 | 0.5 | 5 | 0 | 0.9 | 1 | 4.187 |  |  | -2.5823 | [11 empty] | -0.050289 | 0 | 40.7941
|  | 43.9 | 20 | 45.5648 | 0.5 | 5 | 120 | 0.9 | 1 | 4.187 |  |  | 2.6023 | [11 empty] | -0.047707 | 1 | 40.7941
|  | 44 | 20 | 45.8251 | 0.5 | 5 | 0 | 0.9 | 1 | 4.187 |  |  | -2.5825 | [11 empty] | -0.050309 | 0 | 40.7941
|  | 44.1 | 20 | 45.5668 | 0.5 | 5 | 120 | 0.9 | 1 | 4.187 |  |  | 2.6021 | [11 empty] | -0.047727 | 1 | 40.7941
|  | 44.2 | 20 | 45.827 | 0.5 | 5 | 0 | 0.9 | 1 | 4.187 |  |  | -2.5827 | [11 empty] | -0.050329 | 0 | 40.7941
|  | 44.3 | 20 | 45.5687 | 0.5 | 5 | 120 | 0.9 | 1 | 4.187 |  |  | 2.602 | [11 empty] | -0.047746 | 1 | 40.7941
|  | 44.4 | 20 | 45.8289 | 0.5 | 5 | 0 | 0.9 | 1 | 4.187 |  |  | -2.5829 | [11 empty] | -0.050348 | 0 | 40.7941
|  | 44.5 | 20 | 45.5707 | 0.5 | 5 | 120 | 0.9 | 1 | 4.187 |  |  | 2.6018 | [11 empty] | -0.047765 | 1 | 40.7941
|  | 44.6 | 20 | 45.8308 | 0.5 | 5 | 0 | 0.9 | 1 | 4.187 |  |  | -2.5831 | [11 empty] | -0.050367 | 0 | 40.7941
|  | 44.7 | 20 | 45.5725 | 0.5 | 5 | 120 | 0.9 | 1 | 4.187 |  |  | 2.6016 | [11 empty] | -0.047784 | 1 | 40.7941
|  | 44.8 | 20 | 45.8327 | 0.5 | 5 | 0 | 0.9 | 1 | 4.187 |  |  | -2.5833 | [11 empty] | -0.050386 | 0 | 40.7941
|  | 44.9 | 20 | 45.5744 | 0.5 | 5 | 120 | 0.9 | 1 | 4.187 |  |  | 2.6014 | [11 empty] | -0.047802 | 1 | 40.7941
|  | 45 | 20 | 45.8345 | 0.5 | 5 | 0 | 0.9 | 1 | 4.187 |  |  | -2.5834 | [11 empty] | -0.050404 | 0 | 40.7941
|  | 45.1 | 20 | 45.5761 | 0.5 | 5 | 120 | 0.9 | 1 | 4.187 |  |  | 2.6012 | [11 empty] | -0.04782 | 1 | 40.7941
|  | 45.2 | 20 | 45.8363 | 0.5 | 5 | 0 | 0.9 | 1 | 4.187 |  |  | -2.5836 | [11 empty] | -0.050421 | 0 | 40.7941
|  | 45.3 | 20 | 45.5779 | 0.5 | 5 | 120 | 0.9 | 1 | 4.187 |  |  | 2.601 | [11 empty] | -0.047838 | 1 | 40.7941
|  | 45.4 | 20 | 45.838 | 0.5 | 5 | 0 | 0.9 | 1 | 4.187 |  |  | -2.5838 | [11 empty] | -0.050439 | 0 | 40.7941
|  | 45.5 | 20 | 45.5796 | 0.5 | 5 | 120 | 0.9 | 1 | 4.187 |  |  | 2.6009 | [11 empty] | -0.047855 | 1 | 40.7941
|  | 45.6 | 20 | 45.8397 | 0.5 | 5 | 0 | 0.9 | 1 | 4.187 |  |  | -2.584 | [11 empty] | -0.050456 | 0 | 40.7941
|  | 45.7 | 20 | 45.5813 | 0.5 | 5 | 120 | 0.9 | 1 | 4.187 |  |  | 2.6007 | [11 empty] | -0.047872 | 1 | 40.7941
|  | 45.8 | 20 | 45.8414 | 0.5 | 5 | 0 | 0.9 | 1 | 4.187 |  |  | -2.5841 | [11 empty] | -0.050473 | 0 | 40.7941
|  | 45.9 | 20 | 45.583 | 0.5 | 5 | 120 | 0.9 | 1 | 4.187 |  |  | 2.6005 | [11 empty] | -0.047888 | 1 | 40.7941
|  | 46 | 20 | 45.843 | 0.5 | 5 | 0 | 0.9 | 1 | 4.187 |  |  | -2.5843 | [11 empty] | -0.050489 | 0 | 40.7941
|  | 46.1 | 20 | 45.5846 | 0.5 | 5 | 120 | 0.9 | 1 | 4.187 |  |  | 2.6004 | [11 empty] | -0.047905 | 1 | 40.7941
|  | 46.2 | 20 | 45.8446 | 0.5 | 5 | 0 | 0.9 | 1 | 4.187 |  |  | -2.5845 | [11 empty] | -0.050505 | 0 | 40.7941
|  | 46.3 | 20 | 45.5862 | 0.5 | 5 | 120 | 0.9 | 1 | 4.187 |  |  | 2.6002 | [11 empty] | -0.047921 | 1 | 40.7941
|  | 46.4 | 20 | 45.8462 | 0.5 | 5 | 0 | 0.9 | 1 | 4.187 |  |  | -2.5846 | [11 empty] | -0.050521 | 0 | 40.7941
|  | 46.5 | 20 | 45.5877 | 0.5 | 5 | 120 | 0.9 | 1 | 4.187 |  |  | 2.6001 | [11 empty] | -0.047936 | 1 | 40.7941
|  | 46.6 | 20 | 45.8477 | 0.5 | 5 | 0 | 0.9 | 1 | 4.187 |  |  | -2.5848 | [11 empty] | -0.050536 | 0 | 40.7941
|  | 46.7 | 20 | 45.5893 | 0.5 | 5 | 120 | 0.9 | 1 | 4.187 |  |  | 2.5999 | [11 empty] | -0.047951 | 1 | 40.7941
|  | 46.8 | 20 | 45.8493 | 0.5 | 5 | 0 | 0.9 | 1 | 4.187 |  |  | -2.5849 | [11 empty] | -0.050551 | 0 | 40.7941
|  | 46.9 | 20 | 45.5908 | 0.5 | 5 | 120 | 0.9 | 1 | 4.187 |  |  | 2.5997 | [11 empty] | -0.047966 | 1 | 40.7941
|  | 47 | 20 | 45.8507 | 0.5 | 5 | 0 | 0.9 | 1 | 4.187 |  |  | -2.5851 | [11 empty] | -0.050566 | 0 | 40.7941
|  | 47.1 | 20 | 45.5922 | 0.5 | 5 | 120 | 0.9 | 1 | 4.187 |  |  | 2.5996 | [11 empty] | -0.047981 | 1 | 40.7941
|  | 47.2 | 20 | 45.8522 | 0.5 | 5 | 0 | 0.9 | 1 | 4.187 |  |  | -2.5852 | [11 empty] | -0.050581 | 0 | 40.7941
|  | 47.3 | 20 | 45.5937 | 0.5 | 5 | 120 | 0.9 | 1 | 4.187 |  |  | 2.5995 | [11 empty] | -0.047995 | 1 | 40.7941
|  | 47.4 | 20 | 45.8536 | 0.5 | 5 | 0 | 0.9 | 1 | 4.187 |  |  | -2.5854 | [11 empty] | -0.050595 | 0 | 40.7941
|  | 47.5 | 20 | 45.5951 | 0.5 | 5 | 120 | 0.9 | 1 | 4.187 |  |  | 2.5993 | [11 empty] | -0.04801 | 1 | 40.7941
|  | 47.6 | 20 | 45.855 | 0.5 | 5 | 0 | 0.9 | 1 | 4.187 |  |  | -2.5855 | [11 empty] | -0.050609 | 0 | 40.7941
|  | 47.7 | 20 | 45.5965 | 0.5 | 5 | 120 | 0.9 | 1 | 4.187 |  |  | 2.5992 | [11 empty] | -0.048023 | 1 | 40.7941
|  | 47.8 | 20 | 45.8564 | 0.5 | 5 | 0 | 0.9 | 1 | 4.187 |  |  | -2.5856 | [11 empty] | -0.050623 | 0 | 40.7941
|  | 47.9 | 20 | 45.5978 | 0.5 | 5 | 120 | 0.9 | 1 | 4.187 |  |  | 2.599 | [11 empty] | -0.048037 | 1 | 40.7941
|  | 48 | 20 | 45.8577 | 0.5 | 5 | 0 | 0.9 | 1 | 4.187 |  |  | -2.5858 | [11 empty] | -0.050636 | 0 | 40.7941
|  | 48.1 | 20 | 45.5991 | 0.5 | 5 | 120 | 0.9 | 1 | 4.187 |  |  | 2.5989 | [11 empty] | -0.04805 | 1 | 40.7941
|  | 48.2 | 20 | 45.859 | 0.5 | 5 | 0 | 0.9 | 1 | 4.187 |  |  | -2.5859 | [11 empty] | -0.050649 | 0 | 40.7941
|  | 48.3 | 20 | 45.6004 | 0.5 | 5 | 120 | 0.9 | 1 | 4.187 |  |  | 2.5988 | [11 empty] | -0.048063 | 1 | 40.7941
|  | 48.4 | 20 | 45.8603 | 0.5 | 5 | 0 | 0.9 | 1 | 4.187 |  |  | -2.586 | [11 empty] | -0.050662 | 0 | 40.7941
|  | 48.5 | 20 | 45.6017 | 0.5 | 5 | 120 | 0.9 | 1 | 4.187 |  |  | 2.5987 | [11 empty] | -0.048076 | 1 | 40.7941
|  | 48.6 | 20 | 45.8616 | 0.5 | 5 | 0 | 0.9 | 1 | 4.187 |  |  | -2.5862 | [11 empty] | -0.050675 | 0 | 40.7941
|  | 48.7 | 20 | 45.603 | 0.5 | 5 | 120 | 0.9 | 1 | 4.187 |  |  | 2.5985 | [11 empty] | -0.048088 | 1 | 40.7941
|  | 48.8 | 20 | 45.8628 | 0.5 | 5 | 0 | 0.9 | 1 | 4.187 |  |  | -2.5863 | [11 empty] | -0.050687 | 0 | 40.7941
|  | 48.9 | 20 | 45.6042 | 0.5 | 5 | 120 | 0.9 | 1 | 4.187 |  |  | 2.5984 | [11 empty] | -0.048101 | 1 | 40.7941
|  | 49 | 20 | 45.864 | 0.5 | 5 | 0 | 0.9 | 1 | 4.187 |  |  | -2.5864 | [11 empty] | -0.050699 | 0 | 40.7941
|  | 49.1 | 20 | 45.6054 | 0.5 | 5 | 120 | 0.9 | 1 | 4.187 |  |  | 2.5983 | [11 empty] | -0.048113 | 1 | 40.7941
|  | 49.2 | 20 | 45.8652 | 0.5 | 5 | 0 | 0.9 | 1 | 4.187 |  |  | -2.5865 | [11 empty] | -0.050711 | 0 | 40.7941
|  | 49.3 | 20 | 45.6066 | 0.5 | 5 | 120 | 0.9 | 1 | 4.187 |  |  | 2.5982 | [11 empty] | -0.048124 | 1 | 40.7941
|  | 49.4 | 20 | 45.8664 | 0.5 | 5 | 0 | 0.9 | 1 | 4.187 |  |  | -2.5866 | [11 empty] | -0.050723 | 0 | 40.7941
|  | 49.5 | 20 | 45.6077 | 0.5 | 5 | 120 | 0.9 | 1 | 4.187 |  |  | 2.5981 | [11 empty] | -0.048136 | 1 | 40.7941
|  | 49.6 | 20 | 45.8675 | 0.5 | 5 | 0 | 0.9 | 1 | 4.187 |  |  | -2.5868 | [11 empty] | -0.050734 | 0 | 40.7941
|  | 49.7 | 20 | 45.6089 | 0.5 | 5 | 120 | 0.9 | 1 | 4.187 |  |  | 2.5979 | [11 empty] | -0.048147 | 1 | 40.7941
|  | 49.8 | 20 | 45.8686 | 0.5 | 5 | 0 | 0.9 | 1 | 4.187 |  |  | -2.5869 | [11 empty] | -0.050745 | 0 | 40.7941
|  | 49.9 | 20 | 45.61 | 0.5 | 5 | 120 | 0.9 | 1 | 4.187 |  |  | 2.5978 | [11 empty] | -0.048158 | 1 | 40.7941
|  | 50 | 20 | 45.8697 | 0.5 | 5 | 0 | 0.9 | 1 | 4.187 |  |  | -2.587 | [11 empty] | -0.050756 | 0 | 40.7941
|  | 50.1 | 20 | 45.611 | 0.5 | 5 | 120 | 0.9 | 1 | 4.187 |  |  | 2.5977 | [11 empty] | -0.048169 | 1 | 40.7941
|  | 50.2 | 20 | 45.8708 | 0.5 | 5 | 0 | 0.9 | 1 | 4.187 |  |  | -2.5871 | [11 empty] | -0.050767 | 0 | 40.7941
|  | 50.3 | 20 | 45.6121 | 0.5 | 5 | 120 | 0.9 | 1 | 4.187 |  |  | 2.5976 | [11 empty] | -0.04818 | 1 | 40.7941
|  | 50.4 | 20 | 45.8719 | 0.5 | 5 | 0 | 0.9 | 1 | 4.187 |  |  | -2.5872 | [11 empty] | -0.050777 | 0 | 40.7941
|  | 50.5 | 20 | 45.6132 | 0.5 | 5 | 120 | 0.9 | 1 | 4.187 |  |  | 2.5975 | [11 empty] | -0.04819 | 1 | 40.7941
|  | 50.6 | 20 | 45.8729 | 0.5 | 5 | 0 | 0.9 | 1 | 4.187 |  |  | -2.5873 | [11 empty] | -0.050788 | 0 | 40.7941
|  | 50.7 | 20 | 45.6142 | 0.5 | 5 | 120 | 0.9 | 1 | 4.187 |  |  | 2.5974 | [11 empty] | -0.048201 | 1 | 40.7941
|  | 50.8 | 20 | 45.8739 | 0.5 | 5 | 0 | 0.9 | 1 | 4.187 |  |  | -2.5874 | [11 empty] | -0.050798 | 0 | 40.7941
|  | 50.9 | 20 | 45.6152 | 0.5 | 5 | 120 | 0.9 | 1 | 4.187 |  |  | 2.5973 | [11 empty] | -0.048211 | 1 | 40.7941
|  | 51 | 20 | 45.8749 | 0.5 | 5 | 0 | 0.9 | 1 | 4.187 |  |  | -2.5875 | [11 empty] | -0.050808 | 0 | 40.7941
|  | 51.1 | 20 | 45.6162 | 0.5 | 5 | 120 | 0.9 | 1 | 4.187 |  |  | 2.5972 | [11 empty] | -0.04822 | 1 | 40.7941
|  | 51.2 | 20 | 45.8759 | 0.5 | 5 | 0 | 0.9 | 1 | 4.187 |  |  | -2.5876 | [11 empty] | -0.050818 | 0 | 40.7941
|  | 51.3 | 20 | 45.6171 | 0.5 | 5 | 120 | 0.9 | 1 | 4.187 |  |  | 2.5971 | [11 empty] | -0.04823 | 1 | 40.7941
|  | 51.4 | 20 | 45.8768 | 0.5 | 5 | 0 | 0.9 | 1 | 4.187 |  |  | -2.5877 | [11 empty] | -0.050827 | 0 | 40.7941
|  | 51.5 | 20 | 45.6181 | 0.5 | 5 | 120 | 0.9 | 1 | 4.187 |  |  | 2.597 | [11 empty] | -0.048239 | 1 | 40.7941
|  | 51.6 | 20 | 45.8778 | 0.5 | 5 | 0 | 0.9 | 1 | 4.187 |  |  | -2.5878 | [11 empty] | -0.050836 | 0 | 40.7941
|  | 51.7 | 20 | 45.619 | 0.5 | 5 | 120 | 0.9 | 1 | 4.187 |  |  | 2.5969 | [11 empty] | -0.048249 | 1 | 40.7941
|  | 51.8 | 20 | 45.8787 | 0.5 | 5 | 0 | 0.9 | 1 | 4.187 |  |  | -2.5879 | [11 empty] | -0.050846 | 0 | 40.7941
|  | 51.9 | 20 | 45.6199 | 0.5 | 5 | 120 | 0.9 | 1 | 4.187 |  |  | 2.5968 | [11 empty] | -0.048258 | 1 | 40.7941
|  | 52 | 20 | 45.8796 | 0.5 | 5 | 0 | 0.9 | 1 | 4.187 |  |  | -2.588 | [11 empty] | -0.050855 | 0 | 40.7941
|  | 52.1 | 20 | 45.6208 | 0.5 | 5 | 120 | 0.9 | 1 | 4.187 |  |  | 2.5967 | [11 empty] | -0.048267 | 1 | 40.7941
|  | 52.2 | 20 | 45.8805 | 0.5 | 5 | 0 | 0.9 | 1 | 4.187 |  |  | -2.588 | [11 empty] | -0.050863 | 0 | 40.7941
|  | 52.3 | 20 | 45.6217 | 0.5 | 5 | 120 | 0.9 | 1 | 4.187 |  |  | 2.5967 | [11 empty] | -0.048275 | 1 | 40.7941
|  | 52.4 | 20 | 45.8813 | 0.5 | 5 | 0 | 0.9 | 1 | 4.187 |  |  | -2.5881 | [11 empty] | -0.050872 | 0 | 40.7941
|  | 52.5 | 20 | 45.6225 | 0.5 | 5 | 120 | 0.9 | 1 | 4.187 |  |  | 2.5966 | [11 empty] | -0.048284 | 1 | 40.7941
|  | 52.6 | 20 | 45.8822 | 0.5 | 5 | 0 | 0.9 | 1 | 4.187 |  |  | -2.5882 | [11 empty] | -0.05088 | 0 | 40.7941
|  | 52.7 | 20 | 45.6233 | 0.5 | 5 | 120 | 0.9 | 1 | 4.187 |  |  | 2.5965 | [11 empty] | -0.048292 | 1 | 40.7941
|  | 52.8 | 20 | 45.883 | 0.5 | 5 | 0 | 0.9 | 1 | 4.187 |  |  | -2.5883 | [11 empty] | -0.050889 | 0 | 40.7941
|  | 52.9 | 20 | 45.6242 | 0.5 | 5 | 120 | 0.9 | 1 | 4.187 |  |  | 2.5964 | [11 empty] | -0.0483 | 1 | 40.7941
|  | 53 | 20 | 45.8838 | 0.5 | 5 | 0 | 0.9 | 1 | 4.187 |  |  | -2.5884 | [11 empty] | -0.050897 | 0 | 40.7941
|  | 53.1 | 20 | 45.625 | 0.5 | 5 | 120 | 0.9 | 1 | 4.187 |  |  | 2.5963 | [11 empty] | -0.048308 | 1 | 40.7941
|  | 53.2 | 20 | 45.8846 | 0.5 | 5 | 0 | 0.9 | 1 | 4.187 |  |  | -2.5885 | [11 empty] | -0.050905 | 0 | 40.7941
|  | 53.3 | 20 | 45.6258 | 0.5 | 5 | 120 | 0.9 | 1 | 4.187 |  |  | 2.5962 | [11 empty] | -0.048316 | 1 | 40.7941
|  | 53.4 | 20 | 45.8854 | 0.5 | 5 | 0 | 0.9 | 1 | 4.187 |  |  | -2.5885 | [11 empty] | -0.050913 | 0 | 40.7941
|  | 53.5 | 20 | 45.6265 | 0.5 | 5 | 120 | 0.9 | 1 | 4.187 |  |  | 2.5962 | [11 empty] | -0.048324 | 1 | 40.7941
|  | 53.6 | 20 | 45.8861 | 0.5 | 5 | 0 | 0.9 | 1 | 4.187 |  |  | -2.5886 | [11 empty] | -0.05092 | 0 | 40.7941
|  | 53.7 | 20 | 45.6273 | 0.5 | 5 | 120 | 0.9 | 1 | 4.187 |  |  | 2.5961 | [11 empty] | -0.048332 | 1 | 40.7941
|  | 53.8 | 20 | 45.8869 | 0.5 | 5 | 0 | 0.9 | 1 | 4.187 |  |  | -2.5887 | [11 empty] | -0.050928 | 0 | 40.7941
|  | 53.9 | 20 | 45.628 | 0.5 | 5 | 120 | 0.9 | 1 | 4.187 |  |  | 2.596 | [11 empty] | -0.048339 | 1 | 40.7941
|  | 54 | 20 | 45.8876 | 0.5 | 5 | 0 | 0.9 | 1 | 4.187 |  |  | -2.5888 | [11 empty] | -0.050935 | 0 | 40.7941
|  | 54.1 | 20 | 45.6287 | 0.5 | 5 | 120 | 0.9 | 1 | 4.187 |  |  | 2.596 | [11 empty] | -0.048346 | 1 | 40.7941
|  | 54.2 | 20 | 45.8883 | 0.5 | 5 | 0 | 0.9 | 1 | 4.187 |  |  | -2.5888 | [11 empty] | -0.050942 | 0 | 40.7941
|  | 54.3 | 20 | 45.6295 | 0.5 | 5 | 120 | 0.9 | 1 | 4.187 |  |  | 2.5959 | [11 empty] | -0.048353 | 1 | 40.7941
|  | 54.4 | 20 | 45.889 | 0.5 | 5 | 0 | 0.9 | 1 | 4.187 |  |  | -2.5889 | [11 empty] | -0.050949 | 0 | 40.7941
|  | 54.5 | 20 | 45.6302 | 0.5 | 5 | 120 | 0.9 | 1 | 4.187 |  |  | 2.5958 | [11 empty] | -0.04836 | 1 | 40.7941
|  | 54.6 | 20 | 45.8897 | 0.5 | 5 | 0 | 0.9 | 1 | 4.187 |  |  | -2.589 | [11 empty] | -0.050956 | 0 | 40.7941
|  | 54.7 | 20 | 45.6308 | 0.5 | 5 | 120 | 0.9 | 1 | 4.187 |  |  | 2.5957 | [11 empty] | -0.048367 | 1 | 40.7941
|  | 54.8 | 20 | 45.8904 | 0.5 | 5 | 0 | 0.9 | 1 | 4.187 |  |  | -2.589 | [11 empty] | -0.050963 | 0 | 40.7941
|  | 54.9 | 20 | 45.6315 | 0.5 | 5 | 120 | 0.9 | 1 | 4.187 |  |  | 2.5957 | [11 empty] | -0.048374 | 1 | 40.7941
|  | 55 | 20 | 45.8911 | 0.5 | 5 | 0 | 0.9 | 1 | 4.187 |  |  | -2.5891 | [11 empty] | -0.050969 | 0 | 40.7941
|  | 55.1 | 20 | 45.6322 | 0.5 | 5 | 120 | 0.9 | 1 | 4.187 |  |  | 2.5956 | [11 empty] | -0.04838 | 1 | 40.7941
|  | 55.2 | 20 | 45.8917 | 0.5 | 5 | 0 | 0.9 | 1 | 4.187 |  |  | -2.5892 | [11 empty] | -0.050976 | 0 | 40.7941
|  | 55.3 | 20 | 45.6328 | 0.5 | 5 | 120 | 0.9 | 1 | 4.187 |  |  | 2.5955 | [11 empty] | -0.048387 | 1 | 40.7941
|  | 55.4 | 20 | 45.8924 | 0.5 | 5 | 0 | 0.9 | 1 | 4.187 |  |  | -2.5892 | [11 empty] | -0.050982 | 0 | 40.7941
|  | 55.5 | 20 | 45.6334 | 0.5 | 5 | 120 | 0.9 | 1 | 4.187 |  |  | 2.5955 | [11 empty] | -0.048393 | 1 | 40.7941
|  | 55.6 | 20 | 45.893 | 0.5 | 5 | 0 | 0.9 | 1 | 4.187 |  |  | -2.5893 | [11 empty] | -0.050989 | 0 | 40.7941
|  | 55.7 | 20 | 45.6341 | 0.5 | 5 | 120 | 0.9 | 1 | 4.187 |  |  | 2.5954 | [11 empty] | -0.048399 | 1 | 40.7941
|  | 55.8 | 20 | 45.8936 | 0.5 | 5 | 0 | 0.9 | 1 | 4.187 |  |  | -2.5894 | [11 empty] | -0.050995 | 0 | 40.7941
|  | 55.9 | 20 | 45.6347 | 0.5 | 5 | 120 | 0.9 | 1 | 4.187 |  |  | 2.5954 | [11 empty] | -0.048405 | 1 | 40.7941
|  | 56 | 20 | 45.8942 | 0.5 | 5 | 0 | 0.9 | 1 | 4.187 |  |  | -2.5894 | [11 empty] | -0.051001 | 0 | 40.7941
|  | 56.1 | 20 | 45.6353 | 0.5 | 5 | 120 | 0.9 | 1 | 4.187 |  |  | 2.5953 | [11 empty] | -0.048411 | 1 | 40.7941
|  | 56.2 | 20 | 45.8948 | 0.5 | 5 | 0 | 0.9 | 1 | 4.187 |  |  | -2.5895 | [11 empty] | -0.051007 | 0 | 40.7941
|  | 56.3 | 20 | 45.6358 | 0.5 | 5 | 120 | 0.9 | 1 | 4.187 |  |  | 2.5952 | [11 empty] | -0.048417 | 1 | 40.7941
|  | 56.4 | 20 | 45.8954 | 0.5 | 5 | 0 | 0.9 | 1 | 4.187 |  |  | -2.5895 | [11 empty] | -0.051012 | 0 | 40.7941
|  | 56.5 | 20 | 45.6364 | 0.5 | 5 | 120 | 0.9 | 1 | 4.187 |  |  | 2.5952 | [11 empty] | -0.048423 | 1 | 40.7941
|  | 56.6 | 20 | 45.8959 | 0.5 | 5 | 0 | 0.9 | 1 | 4.187 |  |  | -2.5896 | [11 empty] | -0.051018 | 0 | 40.7941
|  | 56.7 | 20 | 45.637 | 0.5 | 5 | 120 | 0.9 | 1 | 4.187 |  |  | 2.5951 | [11 empty] | -0.048428 | 1 | 40.7941
|  | 56.8 | 20 | 45.8965 | 0.5 | 5 | 0 | 0.9 | 1 | 4.187 |  |  | -2.5896 | [11 empty] | -0.051024 | 0 | 40.7941
|  | 56.9 | 20 | 45.6375 | 0.5 | 5 | 120 | 0.9 | 1 | 4.187 |  |  | 2.5951 | [11 empty] | -0.048434 | 1 | 40.7941
|  | 57 | 20 | 45.897 | 0.5 | 5 | 0 | 0.9 | 1 | 4.187 |  |  | -2.5897 | [11 empty] | -0.051029 | 0 | 40.7941
|  | 57.1 | 20 | 45.6381 | 0.5 | 5 | 120 | 0.9 | 1 | 4.187 |  |  | 2.595 | [11 empty] | -0.048439 | 1 | 40.7941
|  | 57.2 | 20 | 45.8976 | 0.5 | 5 | 0 | 0.9 | 1 | 4.187 |  |  | -2.5898 | [11 empty] | -0.051034 | 0 | 40.7941
|  | 57.3 | 20 | 45.6386 | 0.5 | 5 | 120 | 0.9 | 1 | 4.187 |  |  | 2.595 | [11 empty] | -0.048445 | 1 | 40.7941
|  | 57.4 | 20 | 45.8981 | 0.5 | 5 | 0 | 0.9 | 1 | 4.187 |  |  | -2.5898 | [11 empty] | -0.05104 | 0 | 40.7941
|  | 57.5 | 20 | 45.6391 | 0.5 | 5 | 120 | 0.9 | 1 | 4.187 |  |  | 2.5949 | [11 empty] | -0.04845 | 1 | 40.7941
|  | 57.6 | 20 | 45.8986 | 0.5 | 5 | 0 | 0.9 | 1 | 4.187 |  |  | -2.5899 | [11 empty] | -0.051045 | 0 | 40.7941
|  | 57.7 | 20 | 45.6396 | 0.5 | 5 | 120 | 0.9 | 1 | 4.187 |  |  | 2.5949 | [11 empty] | -0.048455 | 1 | 40.7941
|  | 57.8 | 20 | 45.8991 | 0.5 | 5 | 0 | 0.9 | 1 | 4.187 |  |  | -2.5899 | [11 empty] | -0.05105 | 0 | 40.7941
|  | 57.9 | 20 | 45.6401 | 0.5 | 5 | 120 | 0.9 | 1 | 4.187 |  |  | 2.5948 | [11 empty] | -0.04846 | 1 | 40.7941
|  | 58 | 20 | 45.8996 | 0.5 | 5 | 0 | 0.9 | 1 | 4.187 |  |  | -2.59 | [11 empty] | -0.051055 | 0 | 40.7941
|  | 58.1 | 20 | 45.6406 | 0.5 | 5 | 120 | 0.9 | 1 | 4.187 |  |  | 2.5948 | [11 empty] | -0.048465 | 1 | 40.7941
|  | 58.2 | 20 | 45.9001 | 0.5 | 5 | 0 | 0.9 | 1 | 4.187 |  |  | -2.59 | [11 empty] | -0.051059 | 0 | 40.7941
|  | 58.3 | 20 | 45.6411 | 0.5 | 5 | 120 | 0.9 | 1 | 4.187 |  |  | 2.5947 | [11 empty] | -0.048469 | 1 | 40.7941
|  | 58.4 | 20 | 45.9005 | 0.5 | 5 | 0 | 0.9 | 1 | 4.187 |  |  | -2.5901 | [11 empty] | -0.051064 | 0 | 40.7941
|  | 58.5 | 20 | 45.6415 | 0.5 | 5 | 120 | 0.9 | 1 | 4.187 |  |  | 2.5947 | [11 empty] | -0.048474 | 1 | 40.7941
|  | 58.6 | 20 | 45.901 | 0.5 | 5 | 0 | 0.9 | 1 | 4.187 |  |  | -2.5901 | [11 empty] | -0.051069 | 0 | 40.7941
|  | 58.7 | 20 | 45.642 | 0.5 | 5 | 120 | 0.9 | 1 | 4.187 |  |  | 2.5946 | [11 empty] | -0.048479 | 1 | 40.7941
|  | 58.8 | 20 | 45.9014 | 0.5 | 5 | 0 | 0.9 | 1 | 4.187 |  |  | -2.5901 | [11 empty] | -0.051073 | 0 | 40.7941
|  | 58.9 | 20 | 45.6424 | 0.5 | 5 | 120 | 0.9 | 1 | 4.187 |  |  | 2.5946 | [11 empty] | -0.048483 | 1 | 40.7941
|  | 59 | 20 | 45.9019 | 0.5 | 5 | 0 | 0.9 | 1 | 4.187 |  |  | -2.5902 | [11 empty] | -0.051078 | 0 | 40.7941
|  | 59.1 | 20 | 45.6429 | 0.5 | 5 | 120 | 0.9 | 1 | 4.187 |  |  | 2.5945 | [11 empty] | -0.048487 | 1 | 40.7941
|  | 59.2 | 20 | 45.9023 | 0.5 | 5 | 0 | 0.9 | 1 | 4.187 |  |  | -2.5902 | [11 empty] | -0.051082 | 0 | 40.7941
|  | 59.3 | 20 | 45.6433 | 0.5 | 5 | 120 | 0.9 | 1 | 4.187 |  |  | 2.5945 | [11 empty] | -0.048492 | 1 | 40.7941
|  | 59.4 | 20 | 45.9027 | 0.5 | 5 | 0 | 0.9 | 1 | 4.187 |  |  | -2.5903 | [11 empty] | -0.051086 | 0 | 40.7941
|  | 59.5 | 20 | 45.6437 | 0.5 | 5 | 120 | 0.9 | 1 | 4.187 |  |  | 2.5945 | [11 empty] | -0.048496 | 1 | 40.7941
|  | 59.6 | 20 | 45.9032 | 0.5 | 5 | 0 | 0.9 | 1 | 4.187 |  |  | -2.5903 | [11 empty] | -0.05109 | 0 | 40.7941
|  | 59.7 | 20 | 45.6441 | 0.5 | 5 | 120 | 0.9 | 1 | 4.187 |  |  | 2.5944 | [11 empty] | -0.0485 | 1 | 40.7941
|  | 59.8 | 20 | 45.9036 | 0.5 | 5 | 0 | 0.9 | 1 | 4.187 |  |  | -2.5904 | [11 empty] | -0.051095 | 0 | 40.7941
|  | 59.9 | 20 | 45.6445 | 0.5 | 5 | 120 | 0.9 | 1 | 4.187 |  |  | 2.5944 | [11 empty] | -0.048504 | 1 | 40.7941
| Final Value | 60 | 15 | 45.904 | 0.5 | 5 | 0 | 0.9 | 1 | 4.187 |  |  | -3.0904 | [11 empty] | -0.051099 | 0 | 40.7941

## Report PID
Tip: Tune controller parameters by controls in the Controller group and then press the Rerun button for recalculation results
Microsoft Excel 16.0 report of process simulation and control for data sheet [heater.xlsx]Loop PID
Created 24-04-2024 21:37:35
PSICREPORT
Loop
MODEL | [22 empty] | REGULATORY LOOP |  |  |  |  | PARAMETERS (for controller tunning)
Model Variables and Constants | [10 empty] | Model First-order ODEs |  | E12 | #N/A | #N/A | #N/A | #N/A | #N/A | #N/A | #N/A | #N/A | #N/A | Controller |  | E11 | H12 | E12 | SIMULATION
| Variable | time | T1 | T2 | F | V | P | eta | ro | cp |  | Derivative | T2 | [10 empty] | Variable | T2 | P | T2 |  | Integration Step |  | 0.1
| Unit | min | °C | °C | L/min | L | kJ/min |  | kg/L | kJ/kg/°C |  | Unit | °C/min | 0 | 0 | 0 | 0 | 0 | 0 | 0 | 0 | 0 |  | Unit | 1 | 1 | °C
| Initial Value | 0 | 15 | 40.7941 | 0.5 | 5 | 60 | 0.9 | 1 | 4.187 |  | Initial Value | 0 | [10 empty] | Initial Value | -1.6026e-11 | 0.5 | 40.7941 | REGULATORY CONTROL LOOP
|  | 0.1 | 15 | 40.7941 | 0.5 | 5 | 60 | 0.9 | 1 | 4.187 |  |  | 4.9573e-08 | [11 empty] | -1.6026e-11 | 0.5 | 40.7941 | Process Variable
|  | 0.2 | 15 | 40.7941 | 0.5 | 5 | 60 | 0.9 | 1 | 4.187 |  |  | -1.0828e-07 | [11 empty] | -6.5599e-11 | 0.5 | 40.7941 |  | Limits | Lower | 0
|  | 0.3 | 15 | 40.7941 | 0.5 | 5 | 60 | 0.9 | 1 | 4.187 |  |  | 3.8977e-07 | [11 empty] | 4.2683e-11 | 0.5 | 40.7941 |  |  | Higher | 100
|  | 0.4 | 15 | 40.7941 | 0.5 | 5 | 60 | 0.9 | 1 | 4.187 |  |  | -1.1862e-06 | [11 empty] | -3.4708e-10 | 0.5 | 40.7941 | Controller
|  | 0.5 | 15 | 40.7941 | 0.5 | 5 | 60.0001 | 0.9 | 1 | 4.187 |  |  | 3.796e-06 | [11 empty] | 8.3911e-10 | 0.5 | 40.7941 |  | Set Point |  | 40.7941
|  | 0.6 | 15 | 40.7941 | 0.5 | 5 | 59.9997 | 0.9 | 1 | 4.187 |  |  | -1.1959e-05 | [11 empty] | -2.9569e-09 | 0.5 | 40.7941 |  | Mode |  | 1
|  | 0.7 | 15 | 40.7941 | 0.5 | 5 | 60.0009 | 0.9 | 1 | 4.187 |  |  | 3.7858e-05 | [11 empty] | 9.0022e-09 | 0.50001 | 40.7941 |  | Type |  | PID
|  | 0.8 | 15 | 40.7941 | 0.5 | 5 | 59.9972 | 0.9 | 1 | 4.187 |  |  | -0.00011967 | [11 empty] | -2.8856e-08 | 0.49998 | 40.7941 |  | Gain |  | 15
|  | 0.9 | 15 | 40.7941 | 0.5 | 5 | 60.0088 | 0.9 | 1 | 4.187 |  |  | 0.00037844 | [11 empty] | 9.0812e-08 | 0.50007 | 40.7941 |  | Integration Time |  | 4
|  | 1 | 15 | 40.7942 | 0.5 | 5 | 59.9722 | 0.9 | 1 | 4.187 |  |  | -0.0011966 | [11 empty] | -2.8763e-07 | 0.49977 | 40.7941 |  | Derivativation Time |  | 4
|  | 1.1 | 15 | 40.794 | 0.5 | 5 | 60.0878 | 0.9 | 1 | 4.187 |  |  | 0.0037838 | [11 empty] | 9.0899e-07 | 0.50073 | 40.7941 | Manipulated Variable
|  | 1.2 | 15 | 40.7944 | 0.5 | 5 | 59.7224 | 0.9 | 1 | 4.187 |  |  | -0.011965 | [11 empty] | -2.8748e-06 | 0.49769 | 40.7941 |  | Limits | Lower | 0
|  | 1.3 | 15 | 40.7932 | 0.5 | 5 | 60.8779 | 0.9 | 1 | 4.187 |  |  | 0.037833 | [11 empty] | 9.0898e-06 | 0.50732 | 40.7941 |  |  | Higher | 120
|  | 1.4 | 15 | 40.797 | 0.5 | 5 | 57.224 | 0.9 | 1 | 4.187 |  |  | -0.11963 | [11 empty] | -2.8743e-05 | 0.47687 | 40.7941
|  | 1.5 | 15 | 40.785 | 0.5 | 5 | 68.778 | 0.9 | 1 | 4.187 |  |  | 0.37828 | [11 empty] | 9.0887e-05 | 0.57315 | 40.7941
|  | 1.6 | 15 | 40.8229 | 0.5 | 5 | 32.2433 | 0.9 | 1 | 4.187 |  |  | -1.1961 | [11 empty] | -0.00028739 | 0.26869 | 40.7941
|  | 1.7 | 15 | 40.7032 | 0.5 | 5 | 120 | 0.9 | 1 | 4.187 |  |  | 2.5885 | [11 empty] | 0.00090875 | 1 | 40.7941
|  | 1.8 | 15 | 40.9621 | 0.5 | 5 | 0 | 0.9 | 1 | 4.187 |  |  | -2.5962 | [11 empty] | -0.0016798 | 0 | 40.7941
|  | 1.9 | 15 | 40.7025 | 0.5 | 5 | 120 | 0.9 | 1 | 4.187 |  |  | 2.5886 | [11 empty] | 0.00091646 | 1 | 40.7941
|  | 2 | 15 | 40.9613 | 0.5 | 5 | 0 | 0.9 | 1 | 4.187 |  |  | -2.5961 | [11 empty] | -0.0016721 | 0 | 40.7941
|  | 2.1 | 15 | 40.7017 | 0.5 | 5 | 120 | 0.9 | 1 | 4.187 |  |  | 2.5887 | [11 empty] | 0.00092401 | 1 | 40.7941
|  | 2.2 | 15 | 40.9606 | 0.5 | 5 | 0 | 0.9 | 1 | 4.187 |  |  | -2.5961 | [11 empty] | -0.0016646 | 0 | 40.7941
|  | 2.3 | 15 | 40.701 | 0.5 | 5 | 120 | 0.9 | 1 | 4.187 |  |  | 2.5887 | [11 empty] | 0.00093142 | 1 | 40.7941
|  | 2.4 | 15 | 40.9599 | 0.5 | 5 | 0 | 0.9 | 1 | 4.187 |  |  | -2.596 | [11 empty] | -0.0016573 | 0 | 40.7941
|  | 2.5 | 15 | 40.7003 | 0.5 | 5 | 120 | 0.9 | 1 | 4.187 |  |  | 2.5888 | [11 empty] | 0.00093868 | 1 | 40.7941
|  | 2.6 | 15 | 40.9591 | 0.5 | 5 | 0 | 0.9 | 1 | 4.187 |  |  | -2.5959 | [11 empty] | -0.0016501 | 0 | 40.7941
|  | 2.7 | 15 | 40.6995 | 0.5 | 5 | 120 | 0.9 | 1 | 4.187 |  |  | 2.5889 | [11 empty] | 0.00094579 | 1 | 40.7941
|  | 2.8 | 15 | 40.9584 | 0.5 | 5 | 0 | 0.9 | 1 | 4.187 |  |  | -2.5958 | [11 empty] | -0.0016431 | 0 | 40.7941
|  | 2.9 | 15 | 40.6988 | 0.5 | 5 | 120 | 0.9 | 1 | 4.187 |  |  | 2.5889 | [11 empty] | 0.00095277 | 1 | 40.7941
|  | 3 | 15 | 40.9577 | 0.5 | 5 | 0 | 0.9 | 1 | 4.187 |  |  | -2.5958 | [11 empty] | -0.0016362 | 0 | 40.7941
|  | 3.1 | 15 | 40.6982 | 0.5 | 5 | 120 | 0.9 | 1 | 4.187 |  |  | 2.589 | [11 empty] | 0.0009596 | 1 | 40.7941
|  | 3.2 | 15 | 40.9571 | 0.5 | 5 | 0 | 0.9 | 1 | 4.187 |  |  | -2.5957 | [11 empty] | -0.0016294 | 0 | 40.7941
|  | 3.3 | 15 | 40.6975 | 0.5 | 5 | 120 | 0.9 | 1 | 4.187 |  |  | 2.5891 | [11 empty] | 0.0009663 | 1 | 40.7941
|  | 3.4 | 15 | 40.9564 | 0.5 | 5 | 0 | 0.9 | 1 | 4.187 |  |  | -2.5956 | [11 empty] | -0.0016228 | 0 | 40.7941
|  | 3.5 | 15 | 40.6968 | 0.5 | 5 | 120 | 0.9 | 1 | 4.187 |  |  | 2.5891 | [11 empty] | 0.00097286 | 1 | 40.7941
|  | 3.6 | 15 | 40.9558 | 0.5 | 5 | 0 | 0.9 | 1 | 4.187 |  |  | -2.5956 | [11 empty] | -0.0016163 | 0 | 40.7941
|  | 3.7 | 15 | 40.6962 | 0.5 | 5 | 120 | 0.9 | 1 | 4.187 |  |  | 2.5892 | [11 empty] | 0.0009793 | 1 | 40.7941
|  | 3.8 | 15 | 40.9551 | 0.5 | 5 | 0 | 0.9 | 1 | 4.187 |  |  | -2.5955 | [11 empty] | -0.0016099 | 0 | 40.7941
|  | 3.9 | 15 | 40.6956 | 0.5 | 5 | 120 | 0.9 | 1 | 4.187 |  |  | 2.5893 | [11 empty] | 0.0009856 | 1 | 40.7941
|  | 4 | 15 | 40.9545 | 0.5 | 5 | 0 | 0.9 | 1 | 4.187 |  |  | -2.5954 | [11 empty] | -0.0016037 | 0 | 40.7941
|  | 4.1 | 15 | 40.6949 | 0.5 | 5 | 120 | 0.9 | 1 | 4.187 |  |  | 2.5893 | [11 empty] | 0.00099178 | 1 | 40.7941
|  | 4.2 | 15 | 40.9539 | 0.5 | 5 | 0 | 0.9 | 1 | 4.187 |  |  | -2.5954 | [11 empty] | -0.0015975 | 0 | 40.7941
|  | 4.3 | 15 | 40.6943 | 0.5 | 5 | 120 | 0.9 | 1 | 4.187 |  |  | 2.5894 | [11 empty] | 0.00099784 | 1 | 40.7941
|  | 4.4 | 15 | 40.9533 | 0.5 | 5 | 0 | 0.9 | 1 | 4.187 |  |  | -2.5953 | [11 empty] | -0.0015915 | 0 | 40.7941
|  | 4.5 | 15 | 40.6937 | 0.5 | 5 | 120 | 0.9 | 1 | 4.187 |  |  | 2.5895 | [11 empty] | 0.0010038 | 1 | 40.7941
|  | 4.6 | 15 | 40.9527 | 0.5 | 5 | 0 | 0.9 | 1 | 4.187 |  |  | -2.5953 | [11 empty] | -0.0015857 | 0 | 40.7941
|  | 4.7 | 15 | 40.6932 | 0.5 | 5 | 120 | 0.9 | 1 | 4.187 |  |  | 2.5895 | [11 empty] | 0.0010096 | 1 | 40.7941
|  | 4.8 | 15 | 40.9521 | 0.5 | 5 | 0 | 0.9 | 1 | 4.187 |  |  | -2.5952 | [11 empty] | -0.0015799 | 0 | 40.7941
|  | 4.9 | 15 | 40.6926 | 0.5 | 5 | 120 | 0.9 | 1 | 4.187 |  |  | 2.5896 | [11 empty] | 0.0010153 | 1 | 40.7941
|  | 5 | 20 | 40.9516 | 0.5 | 5 | 0 | 0.9 | 1 | 4.187 |  |  | -2.0952 | [11 empty] | -0.0015743 | 0 | 40.7941
|  | 5.1 | 20 | 40.742 | 0.5 | 5 | 120 | 0.9 | 1 | 4.187 |  |  | 3.0846 | [11 empty] | 0.00052089 | 1 | 40.7941
|  | 5.2 | 20 | 41.0505 | 0.5 | 5 | 0 | 0.9 | 1 | 4.187 |  |  | -2.105 | [11 empty] | -0.0025637 | 0 | 40.7941
|  | 5.3 | 20 | 40.84 | 0.5 | 5 | 120 | 0.9 | 1 | 4.187 |  |  | 3.0748 | [11 empty] | -0.00045868 | 1 | 40.7941
|  | 5.4 | 20 | 41.1475 | 0.5 | 5 | 0 | 0.9 | 1 | 4.187 |  |  | -2.1147 | [11 empty] | -0.0035335 | 0 | 40.7941
|  | 5.5 | 20 | 40.936 | 0.5 | 5 | 120 | 0.9 | 1 | 4.187 |  |  | 3.0652 | [11 empty] | -0.0014188 | 1 | 40.7941
|  | 5.6 | 20 | 41.2425 | 0.5 | 5 | 0 | 0.9 | 1 | 4.187 |  |  | -2.1243 | [11 empty] | -0.004484 | 0 | 40.7941
|  | 5.7 | 20 | 41.0301 | 0.5 | 5 | 120 | 0.9 | 1 | 4.187 |  |  | 3.0558 | [11 empty] | -0.0023597 | 1 | 40.7941
|  | 5.8 | 20 | 41.3357 | 0.5 | 5 | 0 | 0.9 | 1 | 4.187 |  |  | -2.1336 | [11 empty] | -0.0054155 | 0 | 40.7941
|  | 5.9 | 20 | 41.1223 | 0.5 | 5 | 120 | 0.9 | 1 | 4.187 |  |  | 3.0466 | [11 empty] | -0.003282 | 1 | 40.7941
|  | 6 | 20 | 41.427 | 0.5 | 5 | 0 | 0.9 | 1 | 4.187 |  |  | -2.1427 | [11 empty] | -0.0063286 | 0 | 40.7941
|  | 6.1 | 20 | 41.2127 | 0.5 | 5 | 120 | 0.9 | 1 | 4.187 |  |  | 3.0376 | [11 empty] | -0.0041859 | 1 | 40.7941
|  | 6.2 | 20 | 41.5165 | 0.5 | 5 | 0 | 0.9 | 1 | 4.187 |  |  | -2.1516 | [11 empty] | -0.0072234 | 0 | 40.7941
|  | 6.3 | 20 | 41.3013 | 0.5 | 5 | 120 | 0.9 | 1 | 4.187 |  |  | 3.0287 | [11 empty] | -0.0050718 | 1 | 40.7941
|  | 6.4 | 20 | 41.6042 | 0.5 | 5 | 0 | 0.9 | 1 | 4.187 |  |  | -2.1604 | [11 empty] | -0.0081005 | 0 | 40.7941
|  | 6.5 | 20 | 41.3881 | 0.5 | 5 | 120 | 0.9 | 1 | 4.187 |  |  | 3.02 | [11 empty] | -0.0059401 | 1 | 40.7941
|  | 6.6 | 20 | 41.6901 | 0.5 | 5 | 0 | 0.9 | 1 | 4.187 |  |  | -2.169 | [11 empty] | -0.0089601 | 0 | 40.7941
|  | 6.7 | 20 | 41.4732 | 0.5 | 5 | 120 | 0.9 | 1 | 4.187 |  |  | 3.0115 | [11 empty] | -0.0067911 | 1 | 40.7941
|  | 6.8 | 20 | 41.7744 | 0.5 | 5 | 0 | 0.9 | 1 | 4.187 |  |  | -2.1774 | [11 empty] | -0.0098026 | 0 | 40.7941
|  | 6.9 | 20 | 41.5566 | 0.5 | 5 | 120 | 0.9 | 1 | 4.187 |  |  | 3.0032 | [11 empty] | -0.0076251 | 1 | 40.7941
|  | 7 | 20 | 41.857 | 0.5 | 5 | 0 | 0.9 | 1 | 4.187 |  |  | -2.1857 | [11 empty] | -0.010628 | 0 | 40.7941
|  | 7.1 | 20 | 41.6384 | 0.5 | 5 | 120 | 0.9 | 1 | 4.187 |  |  | 2.995 | [11 empty] | -0.0084426 | 1 | 40.7941
|  | 7.2 | 20 | 41.9379 | 0.5 | 5 | 0 | 0.9 | 1 | 4.187 |  |  | -2.1938 | [11 empty] | -0.011438 | 0 | 40.7941
|  | 7.3 | 20 | 41.7185 | 0.5 | 5 | 120 | 0.9 | 1 | 4.187 |  |  | 2.987 | [11 empty] | -0.0092438 | 1 | 40.7941
|  | 7.4 | 20 | 42.0172 | 0.5 | 5 | 0 | 0.9 | 1 | 4.187 |  |  | -2.2017 | [11 empty] | -0.012231 | 0 | 40.7941
|  | 7.5 | 20 | 41.797 | 0.5 | 5 | 120 | 0.9 | 1 | 4.187 |  |  | 2.9791 | [11 empty] | -0.010029 | 1 | 40.7941
|  | 7.6 | 20 | 42.0949 | 0.5 | 5 | 0 | 0.9 | 1 | 4.187 |  |  | -2.2095 | [11 empty] | -0.013008 | 0 | 40.7941
|  | 7.7 | 20 | 41.874 | 0.5 | 5 | 120 | 0.9 | 1 | 4.187 |  |  | 2.9714 | [11 empty] | -0.010799 | 1 | 40.7941
|  | 7.8 | 20 | 42.1711 | 0.5 | 5 | 0 | 0.9 | 1 | 4.187 |  |  | -2.2171 | [11 empty] | -0.01377 | 0 | 40.7941
|  | 7.9 | 20 | 41.9494 | 0.5 | 5 | 120 | 0.9 | 1 | 4.187 |  |  | 2.9639 | [11 empty] | -0.011553 | 1 | 40.7941
|  | 8 | 20 | 42.2458 | 0.5 | 5 | 0 | 0.9 | 1 | 4.187 |  |  | -2.2246 | [11 empty] | -0.014517 | 0 | 40.7941
|  | 8.1 | 20 | 42.0234 | 0.5 | 5 | 120 | 0.9 | 1 | 4.187 |  |  | 2.9565 | [11 empty] | -0.012292 | 1 | 40.7941
|  | 8.2 | 20 | 42.319 | 0.5 | 5 | 0 | 0.9 | 1 | 4.187 |  |  | -2.2319 | [11 empty] | -0.015249 | 0 | 40.7941
|  | 8.3 | 20 | 42.0958 | 0.5 | 5 | 120 | 0.9 | 1 | 4.187 |  |  | 2.9492 | [11 empty] | -0.013017 | 1 | 40.7941
|  | 8.4 | 20 | 42.3907 | 0.5 | 5 | 0 | 0.9 | 1 | 4.187 |  |  | -2.2391 | [11 empty] | -0.015966 | 0 | 40.7941
|  | 8.5 | 20 | 42.1668 | 0.5 | 5 | 120 | 0.9 | 1 | 4.187 |  |  | 2.9421 | [11 empty] | -0.013727 | 1 | 40.7941
|  | 8.6 | 20 | 42.461 | 0.5 | 5 | 0 | 0.9 | 1 | 4.187 |  |  | -2.2461 | [11 empty] | -0.016669 | 0 | 40.7941
|  | 8.7 | 20 | 42.2364 | 0.5 | 5 | 120 | 0.9 | 1 | 4.187 |  |  | 2.9352 | [11 empty] | -0.014423 | 1 | 40.7941
|  | 8.8 | 20 | 42.53 | 0.5 | 5 | 0 | 0.9 | 1 | 4.187 |  |  | -2.253 | [11 empty] | -0.017358 | 0 | 40.7941
|  | 8.9 | 20 | 42.3047 | 0.5 | 5 | 120 | 0.9 | 1 | 4.187 |  |  | 2.9284 | [11 empty] | -0.015105 | 1 | 40.7941
|  | 9 | 20 | 42.5975 | 0.5 | 5 | 0 | 0.9 | 1 | 4.187 |  |  | -2.2597 | [11 empty] | -0.018034 | 0 | 40.7941
|  | 9.1 | 20 | 42.3715 | 0.5 | 5 | 120 | 0.9 | 1 | 4.187 |  |  | 2.9217 | [11 empty] | -0.015774 | 1 | 40.7941
|  | 9.2 | 20 | 42.6637 | 0.5 | 5 | 0 | 0.9 | 1 | 4.187 |  |  | -2.2664 | [11 empty] | -0.018696 | 0 | 40.7941
|  | 9.3 | 20 | 42.437 | 0.5 | 5 | 120 | 0.9 | 1 | 4.187 |  |  | 2.9151 | [11 empty] | -0.016429 | 1 | 40.7941
|  | 9.4 | 20 | 42.7286 | 0.5 | 5 | 0 | 0.9 | 1 | 4.187 |  |  | -2.2729 | [11 empty] | -0.019344 | 0 | 40.7941
|  | 9.5 | 20 | 42.5013 | 0.5 | 5 | 120 | 0.9 | 1 | 4.187 |  |  | 2.9087 | [11 empty] | -0.017071 | 1 | 40.7941
|  | 9.6 | 20 | 42.7921 | 0.5 | 5 | 0 | 0.9 | 1 | 4.187 |  |  | -2.2792 | [11 empty] | -0.01998 | 0 | 40.7941
|  | 9.7 | 20 | 42.5642 | 0.5 | 5 | 120 | 0.9 | 1 | 4.187 |  |  | 2.9024 | [11 empty] | -0.017701 | 1 | 40.7941
|  | 9.8 | 20 | 42.8545 | 0.5 | 5 | 0 | 0.9 | 1 | 4.187 |  |  | -2.2854 | [11 empty] | -0.020603 | 0 | 40.7941
|  | 9.9 | 20 | 42.6259 | 0.5 | 5 | 120 | 0.9 | 1 | 4.187 |  |  | 2.8962 | [11 empty] | -0.018318 | 1 | 40.7941
|  | 10 | 20 | 42.9155 | 0.5 | 5 | 0 | 0.9 | 1 | 4.187 |  |  | -2.2916 | [11 empty] | -0.021214 | 0 | 40.7941
|  | 10.1 | 20 | 42.6864 | 0.5 | 5 | 120 | 0.9 | 1 | 4.187 |  |  | 2.8902 | [11 empty] | -0.018923 | 1 | 40.7941
|  | 10.2 | 20 | 42.9754 | 0.5 | 5 | 0 | 0.9 | 1 | 4.187 |  |  | -2.2975 | [11 empty] | -0.021813 | 0 | 40.7941
|  | 10.3 | 20 | 42.7456 | 0.5 | 5 | 120 | 0.9 | 1 | 4.187 |  |  | 2.8843 | [11 empty] | -0.019515 | 1 | 40.7941
|  | 10.4 | 20 | 43.0341 | 0.5 | 5 | 0 | 0.9 | 1 | 4.187 |  |  | -2.3034 | [11 empty] | -0.022399 | 0 | 40.7941
|  | 10.5 | 20 | 42.8037 | 0.5 | 5 | 120 | 0.9 | 1 | 4.187 |  |  | 2.8785 | [11 empty] | -0.020096 | 1 | 40.7941
|  | 10.6 | 20 | 43.0916 | 0.5 | 5 | 0 | 0.9 | 1 | 4.187 |  |  | -2.3092 | [11 empty] | -0.022975 | 0 | 40.7941
|  | 10.7 | 20 | 42.8607 | 0.5 | 5 | 120 | 0.9 | 1 | 4.187 |  |  | 2.8728 | [11 empty] | -0.020665 | 1 | 40.7941
|  | 10.8 | 20 | 43.1479 | 0.5 | 5 | 0 | 0.9 | 1 | 4.187 |  |  | -2.3148 | [11 empty] | -0.023538 | 0 | 40.7941
|  | 10.9 | 20 | 42.9165 | 0.5 | 5 | 120 | 0.9 | 1 | 4.187 |  |  | 2.8672 | [11 empty] | -0.021223 | 1 | 40.7941
|  | 11 | 20 | 43.2032 | 0.5 | 5 | 0 | 0.9 | 1 | 4.187 |  |  | -2.3203 | [11 empty] | -0.024091 | 0 | 40.7941
|  | 11.1 | 20 | 42.9711 | 0.5 | 5 | 120 | 0.9 | 1 | 4.187 |  |  | 2.8617 | [11 empty] | -0.02177 | 1 | 40.7941
|  | 11.2 | 20 | 43.2573 | 0.5 | 5 | 0 | 0.9 | 1 | 4.187 |  |  | -2.3257 | [11 empty] | -0.024632 | 0 | 40.7941
|  | 11.3 | 20 | 43.0247 | 0.5 | 5 | 120 | 0.9 | 1 | 4.187 |  |  | 2.8564 | [11 empty] | -0.022306 | 1 | 40.7941
|  | 11.4 | 20 | 43.3104 | 0.5 | 5 | 0 | 0.9 | 1 | 4.187 |  |  | -2.331 | [11 empty] | -0.025163 | 0 | 40.7941
|  | 11.5 | 20 | 43.0773 | 0.5 | 5 | 120 | 0.9 | 1 | 4.187 |  |  | 2.8511 | [11 empty] | -0.022831 | 1 | 40.7941
|  | 11.6 | 20 | 43.3624 | 0.5 | 5 | 0 | 0.9 | 1 | 4.187 |  |  | -2.3362 | [11 empty] | -0.025683 | 0 | 40.7941
|  | 11.7 | 20 | 43.1288 | 0.5 | 5 | 120 | 0.9 | 1 | 4.187 |  |  | 2.8459 | [11 empty] | -0.023346 | 1 | 40.7941
|  | 11.8 | 20 | 43.4134 | 0.5 | 5 | 0 | 0.9 | 1 | 4.187 |  |  | -2.3413 | [11 empty] | -0.026192 | 0 | 40.7941
|  | 11.9 | 20 | 43.1792 | 0.5 | 5 | 120 | 0.9 | 1 | 4.187 |  |  | 2.8409 | [11 empty] | -0.023851 | 1 | 40.7941
|  | 12 | 20 | 43.4633 | 0.5 | 5 | 0 | 0.9 | 1 | 4.187 |  |  | -2.3463 | [11 empty] | -0.026692 | 0 | 40.7941
|  | 12.1 | 20 | 43.2287 | 0.5 | 5 | 120 | 0.9 | 1 | 4.187 |  |  | 2.836 | [11 empty] | -0.024346 | 1 | 40.7941
|  | 12.2 | 20 | 43.5123 | 0.5 | 5 | 0 | 0.9 | 1 | 4.187 |  |  | -2.3512 | [11 empty] | -0.027181 | 0 | 40.7941
|  | 12.3 | 20 | 43.2772 | 0.5 | 5 | 120 | 0.9 | 1 | 4.187 |  |  | 2.8311 | [11 empty] | -0.02483 | 1 | 40.7941
|  | 12.4 | 20 | 43.5603 | 0.5 | 5 | 0 | 0.9 | 1 | 4.187 |  |  | -2.356 | [11 empty] | -0.027661 | 0 | 40.7941
|  | 12.5 | 20 | 43.3247 | 0.5 | 5 | 120 | 0.9 | 1 | 4.187 |  |  | 2.8264 | [11 empty] | -0.025305 | 1 | 40.7941
|  | 12.6 | 20 | 43.6073 | 0.5 | 5 | 0 | 0.9 | 1 | 4.187 |  |  | -2.3607 | [11 empty] | -0.028132 | 0 | 40.7941
|  | 12.7 | 20 | 43.3712 | 0.5 | 5 | 120 | 0.9 | 1 | 4.187 |  |  | 2.8217 | [11 empty] | -0.025771 | 1 | 40.7941
|  | 12.8 | 20 | 43.6534 | 0.5 | 5 | 0 | 0.9 | 1 | 4.187 |  |  | -2.3653 | [11 empty] | -0.028593 | 0 | 40.7941
|  | 12.9 | 20 | 43.4169 | 0.5 | 5 | 120 | 0.9 | 1 | 4.187 |  |  | 2.8171 | [11 empty] | -0.026227 | 1 | 40.7941
|  | 13 | 20 | 43.6986 | 0.5 | 5 | 0 | 0.9 | 1 | 4.187 |  |  | -2.3699 | [11 empty] | -0.029044 | 0 | 40.7941
|  | 13.1 | 20 | 43.4616 | 0.5 | 5 | 120 | 0.9 | 1 | 4.187 |  |  | 2.8127 | [11 empty] | -0.026675 | 1 | 40.7941
|  | 13.2 | 20 | 43.7429 | 0.5 | 5 | 0 | 0.9 | 1 | 4.187 |  |  | -2.3743 | [11 empty] | -0.029487 | 0 | 40.7941
|  | 13.3 | 20 | 43.5054 | 0.5 | 5 | 120 | 0.9 | 1 | 4.187 |  |  | 2.8083 | [11 empty] | -0.027113 | 1 | 40.7941
|  | 13.4 | 20 | 43.7863 | 0.5 | 5 | 0 | 0.9 | 1 | 4.187 |  |  | -2.3786 | [11 empty] | -0.029921 | 0 | 40.7941
|  | 13.5 | 20 | 43.5484 | 0.5 | 5 | 120 | 0.9 | 1 | 4.187 |  |  | 2.804 | [11 empty] | -0.027543 | 1 | 40.7941
|  | 13.6 | 20 | 43.8288 | 0.5 | 5 | 0 | 0.9 | 1 | 4.187 |  |  | -2.3829 | [11 empty] | -0.030347 | 0 | 40.7941
|  | 13.7 | 20 | 43.5905 | 0.5 | 5 | 120 | 0.9 | 1 | 4.187 |  |  | 2.7998 | [11 empty] | -0.027964 | 1 | 40.7941
|  | 13.8 | 20 | 43.8705 | 0.5 | 5 | 0 | 0.9 | 1 | 4.187 |  |  | -2.387 | [11 empty] | -0.030764 | 0 | 40.7941
|  | 13.9 | 20 | 43.6318 | 0.5 | 5 | 120 | 0.9 | 1 | 4.187 |  |  | 2.7956 | [11 empty] | -0.028376 | 1 | 40.7941
|  | 14 | 20 | 43.9113 | 0.5 | 5 | 0 | 0.9 | 1 | 4.187 |  |  | -2.3911 | [11 empty] | -0.031172 | 0 | 40.7941
|  | 14.1 | 20 | 43.6722 | 0.5 | 5 | 120 | 0.9 | 1 | 4.187 |  |  | 2.7916 | [11 empty] | -0.028781 | 1 | 40.7941
|  | 14.2 | 20 | 43.9514 | 0.5 | 5 | 0 | 0.9 | 1 | 4.187 |  |  | -2.3951 | [11 empty] | -0.031573 | 0 | 40.7941
|  | 14.3 | 20 | 43.7119 | 0.5 | 5 | 120 | 0.9 | 1 | 4.187 |  |  | 2.7876 | [11 empty] | -0.029177 | 1 | 40.7941
|  | 14.4 | 20 | 43.9906 | 0.5 | 5 | 0 | 0.9 | 1 | 4.187 |  |  | -2.3991 | [11 empty] | -0.031965 | 0 | 40.7941
|  | 14.5 | 20 | 43.7507 | 0.5 | 5 | 120 | 0.9 | 1 | 4.187 |  |  | 2.7838 | [11 empty] | -0.029566 | 1 | 40.7941
|  | 14.6 | 20 | 44.0291 | 0.5 | 5 | 0 | 0.9 | 1 | 4.187 |  |  | -2.4029 | [11 empty] | -0.03235 | 0 | 40.7941
|  | 14.7 | 20 | 43.7888 | 0.5 | 5 | 120 | 0.9 | 1 | 4.187 |  |  | 2.7799 | [11 empty] | -0.029947 | 1 | 40.7941
|  | 14.8 | 20 | 44.0668 | 0.5 | 5 | 0 | 0.9 | 1 | 4.187 |  |  | -2.4067 | [11 empty] | -0.032727 | 0 | 40.7941
|  | 14.9 | 20 | 43.8261 | 0.5 | 5 | 120 | 0.9 | 1 | 4.187 |  |  | 2.7762 | [11 empty] | -0.03032 | 1 | 40.7941
|  | 15 | 20 | 44.1038 | 0.5 | 5 | 0 | 0.9 | 1 | 4.187 |  |  | -2.4104 | [11 empty] | -0.033096 | 0 | 40.7941
|  | 15.1 | 20 | 43.8627 | 0.5 | 5 | 120 | 0.9 | 1 | 4.187 |  |  | 2.7726 | [11 empty] | -0.030686 | 1 | 40.7941
|  | 15.2 | 20 | 44.14 | 0.5 | 5 | 0 | 0.9 | 1 | 4.187 |  |  | -2.414 | [11 empty] | -0.033459 | 0 | 40.7941
|  | 15.3 | 20 | 43.8986 | 0.5 | 5 | 120 | 0.9 | 1 | 4.187 |  |  | 2.769 | [11 empty] | -0.031045 | 1 | 40.7941
|  | 15.4 | 20 | 44.1755 | 0.5 | 5 | 0 | 0.9 | 1 | 4.187 |  |  | -2.4175 | [11 empty] | -0.033814 | 0 | 40.7941
|  | 15.5 | 20 | 43.9337 | 0.5 | 5 | 120 | 0.9 | 1 | 4.187 |  |  | 2.7655 | [11 empty] | -0.031396 | 1 | 40.7941
|  | 15.6 | 20 | 44.2103 | 0.5 | 5 | 0 | 0.9 | 1 | 4.187 |  |  | -2.421 | [11 empty] | -0.034161 | 0 | 40.7941
|  | 15.7 | 20 | 43.9682 | 0.5 | 5 | 120 | 0.9 | 1 | 4.187 |  |  | 2.762 | [11 empty] | -0.03174 | 1 | 40.7941
|  | 15.8 | 20 | 44.2444 | 0.5 | 5 | 0 | 0.9 | 1 | 4.187 |  |  | -2.4244 | [11 empty] | -0.034502 | 0 | 40.7941
|  | 15.9 | 20 | 44.0019 | 0.5 | 5 | 120 | 0.9 | 1 | 4.187 |  |  | 2.7586 | [11 empty] | -0.032078 | 1 | 40.7941
|  | 16 | 20 | 44.2778 | 0.5 | 5 | 0 | 0.9 | 1 | 4.187 |  |  | -2.4278 | [11 empty] | -0.034837 | 0 | 40.7941
|  | 16.1 | 20 | 44.035 | 0.5 | 5 | 120 | 0.9 | 1 | 4.187 |  |  | 2.7553 | [11 empty] | -0.032409 | 1 | 40.7941
|  | 16.2 | 20 | 44.3105 | 0.5 | 5 | 0 | 0.9 | 1 | 4.187 |  |  | -2.4311 | [11 empty] | -0.035164 | 0 | 40.7941
|  | 16.3 | 20 | 44.0674 | 0.5 | 5 | 120 | 0.9 | 1 | 4.187 |  |  | 2.7521 | [11 empty] | -0.032733 | 1 | 40.7941
|  | 16.4 | 20 | 44.3426 | 0.5 | 5 | 0 | 0.9 | 1 | 4.187 |  |  | -2.4343 | [11 empty] | -0.035485 | 0 | 40.7941
|  | 16.5 | 20 | 44.0992 | 0.5 | 5 | 120 | 0.9 | 1 | 4.187 |  |  | 2.7489 | [11 empty] | -0.033051 | 1 | 40.7941
|  | 16.6 | 20 | 44.3741 | 0.5 | 5 | 0 | 0.9 | 1 | 4.187 |  |  | -2.4374 | [11 empty] | -0.0358 | 0 | 40.7941
|  | 16.7 | 20 | 44.1304 | 0.5 | 5 | 120 | 0.9 | 1 | 4.187 |  |  | 2.7458 | [11 empty] | -0.033362 | 1 | 40.7941
|  | 16.8 | 20 | 44.4049 | 0.5 | 5 | 0 | 0.9 | 1 | 4.187 |  |  | -2.4405 | [11 empty] | -0.036108 | 0 | 40.7941
|  | 16.9 | 20 | 44.1609 | 0.5 | 5 | 120 | 0.9 | 1 | 4.187 |  |  | 2.7427 | [11 empty] | -0.033668 | 1 | 40.7941
|  | 17 | 20 | 44.4352 | 0.5 | 5 | 0 | 0.9 | 1 | 4.187 |  |  | -2.4435 | [11 empty] | -0.03641 | 0 | 40.7941
|  | 17.1 | 20 | 44.1908 | 0.5 | 5 | 120 | 0.9 | 1 | 4.187 |  |  | 2.7397 | [11 empty] | -0.033967 | 1 | 40.7941
|  | 17.2 | 20 | 44.4648 | 0.5 | 5 | 0 | 0.9 | 1 | 4.187 |  |  | -2.4465 | [11 empty] | -0.036707 | 0 | 40.7941
|  | 17.3 | 20 | 44.2201 | 0.5 | 5 | 120 | 0.9 | 1 | 4.187 |  |  | 2.7368 | [11 empty] | -0.03426 | 1 | 40.7941
|  | 17.4 | 20 | 44.4938 | 0.5 | 5 | 0 | 0.9 | 1 | 4.187 |  |  | -2.4494 | [11 empty] | -0.036997 | 0 | 40.7941
|  | 17.5 | 20 | 44.2489 | 0.5 | 5 | 120 | 0.9 | 1 | 4.187 |  |  | 2.7339 | [11 empty] | -0.034548 | 1 | 40.7941
|  | 17.6 | 20 | 44.5223 | 0.5 | 5 | 0 | 0.9 | 1 | 4.187 |  |  | -2.4522 | [11 empty] | -0.037282 | 0 | 40.7941
|  | 17.7 | 20 | 44.2771 | 0.5 | 5 | 120 | 0.9 | 1 | 4.187 |  |  | 2.7311 | [11 empty] | -0.034829 | 1 | 40.7941
|  | 17.8 | 20 | 44.5502 | 0.5 | 5 | 0 | 0.9 | 1 | 4.187 |  |  | -2.455 | [11 empty] | -0.03756 | 0 | 40.7941
|  | 17.9 | 20 | 44.3047 | 0.5 | 5 | 120 | 0.9 | 1 | 4.187 |  |  | 2.7284 | [11 empty] | -0.035105 | 1 | 40.7941
|  | 18 | 20 | 44.5775 | 0.5 | 5 | 0 | 0.9 | 1 | 4.187 |  |  | -2.4578 | [11 empty] | -0.037834 | 0 | 40.7941
|  | 18.1 | 20 | 44.3317 | 0.5 | 5 | 120 | 0.9 | 1 | 4.187 |  |  | 2.7257 | [11 empty] | -0.035376 | 1 | 40.7941
|  | 18.2 | 20 | 44.6043 | 0.5 | 5 | 0 | 0.9 | 1 | 4.187 |  |  | -2.4604 | [11 empty] | -0.038102 | 0 | 40.7941
|  | 18.3 | 20 | 44.3582 | 0.5 | 5 | 120 | 0.9 | 1 | 4.187 |  |  | 2.723 | [11 empty] | -0.035641 | 1 | 40.7941
|  | 18.4 | 20 | 44.6305 | 0.5 | 5 | 0 | 0.9 | 1 | 4.187 |  |  | -2.4631 | [11 empty] | -0.038364 | 0 | 40.7941
|  | 18.5 | 20 | 44.3842 | 0.5 | 5 | 120 | 0.9 | 1 | 4.187 |  |  | 2.7204 | [11 empty] | -0.035901 | 1 | 40.7941
|  | 18.6 | 20 | 44.6563 | 0.5 | 5 | 0 | 0.9 | 1 | 4.187 |  |  | -2.4656 | [11 empty] | -0.038622 | 0 | 40.7941
|  | 18.7 | 20 | 44.4097 | 0.5 | 5 | 120 | 0.9 | 1 | 4.187 |  |  | 2.7179 | [11 empty] | -0.036156 | 1 | 40.7941
|  | 18.8 | 20 | 44.6815 | 0.5 | 5 | 0 | 0.9 | 1 | 4.187 |  |  | -2.4682 | [11 empty] | -0.038874 | 0 | 40.7941
|  | 18.9 | 20 | 44.4347 | 0.5 | 5 | 120 | 0.9 | 1 | 4.187 |  |  | 2.7154 | [11 empty] | -0.036406 | 1 | 40.7941
|  | 19 | 20 | 44.7062 | 0.5 | 5 | 0 | 0.9 | 1 | 4.187 |  |  | -2.4706 | [11 empty] | -0.039121 | 0 | 40.7941
|  | 19.1 | 20 | 44.4592 | 0.5 | 5 | 120 | 0.9 | 1 | 4.187 |  |  | 2.7129 | [11 empty] | -0.03665 | 1 | 40.7941
|  | 19.2 | 20 | 44.7305 | 0.5 | 5 | 0 | 0.9 | 1 | 4.187 |  |  | -2.473 | [11 empty] | -0.039363 | 0 | 40.7941
|  | 19.3 | 20 | 44.4832 | 0.5 | 5 | 120 | 0.9 | 1 | 4.187 |  |  | 2.7105 | [11 empty] | -0.03689 | 1 | 40.7941
|  | 19.4 | 20 | 44.7542 | 0.5 | 5 | 0 | 0.9 | 1 | 4.187 |  |  | -2.4754 | [11 empty] | -0.039601 | 0 | 40.7941
|  | 19.5 | 20 | 44.5067 | 0.5 | 5 | 120 | 0.9 | 1 | 4.187 |  |  | 2.7082 | [11 empty] | -0.037125 | 1 | 40.7941
|  | 19.6 | 20 | 44.7775 | 0.5 | 5 | 0 | 0.9 | 1 | 4.187 |  |  | -2.4777 | [11 empty] | -0.039834 | 0 | 40.7941
|  | 19.7 | 20 | 44.5297 | 0.5 | 5 | 120 | 0.9 | 1 | 4.187 |  |  | 2.7059 | [11 empty] | -0.037356 | 1 | 40.7941
|  | 19.8 | 20 | 44.8003 | 0.5 | 5 | 0 | 0.9 | 1 | 4.187 |  |  | -2.48 | [11 empty] | -0.040062 | 0 | 40.7941
|  | 19.9 | 20 | 44.5523 | 0.5 | 5 | 120 | 0.9 | 1 | 4.187 |  |  | 2.7036 | [11 empty] | -0.037582 | 1 | 40.7941
|  | 20 | 20 | 44.8226 | 0.5 | 5 | 0 | 0.9 | 1 | 4.187 |  |  | -2.4823 | [11 empty] | -0.040285 | 0 | 40.7941
|  | 20.1 | 20 | 44.5744 | 0.5 | 5 | 120 | 0.9 | 1 | 4.187 |  |  | 2.7014 | [11 empty] | -0.037803 | 1 | 40.7941
|  | 20.2 | 20 | 44.8446 | 0.5 | 5 | 0 | 0.9 | 1 | 4.187 |  |  | -2.4845 | [11 empty] | -0.040504 | 0 | 40.7941
|  | 20.3 | 20 | 44.5961 | 0.5 | 5 | 120 | 0.9 | 1 | 4.187 |  |  | 2.6992 | [11 empty] | -0.03802 | 1 | 40.7941
|  | 20.4 | 20 | 44.866 | 0.5 | 5 | 0 | 0.9 | 1 | 4.187 |  |  | -2.4866 | [11 empty] | -0.040719 | 0 | 40.7941
|  | 20.5 | 20 | 44.6174 | 0.5 | 5 | 120 | 0.9 | 1 | 4.187 |  |  | 2.6971 | [11 empty] | -0.038232 | 1 | 40.7941
|  | 20.6 | 20 | 44.8871 | 0.5 | 5 | 0 | 0.9 | 1 | 4.187 |  |  | -2.4887 | [11 empty] | -0.04093 | 0 | 40.7941
|  | 20.7 | 20 | 44.6382 | 0.5 | 5 | 120 | 0.9 | 1 | 4.187 |  |  | 2.695 | [11 empty] | -0.038441 | 1 | 40.7941
|  | 20.8 | 20 | 44.9077 | 0.5 | 5 | 0 | 0.9 | 1 | 4.187 |  |  | -2.4908 | [11 empty] | -0.041136 | 0 | 40.7941
|  | 20.9 | 20 | 44.6586 | 0.5 | 5 | 120 | 0.9 | 1 | 4.187 |  |  | 2.693 | [11 empty] | -0.038645 | 1 | 40.7941
|  | 21 | 20 | 44.9279 | 0.5 | 5 | 0 | 0.9 | 1 | 4.187 |  |  | -2.4928 | [11 empty] | -0.041338 | 0 | 40.7941
|  | 21.1 | 20 | 44.6786 | 0.5 | 5 | 120 | 0.9 | 1 | 4.187 |  |  | 2.691 | [11 empty] | -0.038845 | 1 | 40.7941
|  | 21.2 | 20 | 44.9477 | 0.5 | 5 | 0 | 0.9 | 1 | 4.187 |  |  | -2.4948 | [11 empty] | -0.041536 | 0 | 40.7941
|  | 21.3 | 20 | 44.6983 | 0.5 | 5 | 120 | 0.9 | 1 | 4.187 |  |  | 2.689 | [11 empty] | -0.039041 | 1 | 40.7941
|  | 21.4 | 20 | 44.9672 | 0.5 | 5 | 0 | 0.9 | 1 | 4.187 |  |  | -2.4967 | [11 empty] | -0.04173 | 0 | 40.7941
|  | 21.5 | 20 | 44.7175 | 0.5 | 5 | 120 | 0.9 | 1 | 4.187 |  |  | 2.6871 | [11 empty] | -0.039234 | 1 | 40.7941
|  | 21.6 | 20 | 44.9862 | 0.5 | 5 | 0 | 0.9 | 1 | 4.187 |  |  | -2.4986 | [11 empty] | -0.041921 | 0 | 40.7941
|  | 21.7 | 20 | 44.7363 | 0.5 | 5 | 120 | 0.9 | 1 | 4.187 |  |  | 2.6852 | [11 empty] | -0.039422 | 1 | 40.7941
|  | 21.8 | 20 | 45.0049 | 0.5 | 5 | 0 | 0.9 | 1 | 4.187 |  |  | -2.5005 | [11 empty] | -0.042107 | 0 | 40.7941
|  | 21.9 | 20 | 44.7548 | 0.5 | 5 | 120 | 0.9 | 1 | 4.187 |  |  | 2.6833 | [11 empty] | -0.039607 | 1 | 40.7941
|  | 22 | 20 | 45.0231 | 0.5 | 5 | 0 | 0.9 | 1 | 4.187 |  |  | -2.5023 | [11 empty] | -0.04229 | 0 | 40.7941
|  | 22.1 | 20 | 44.7729 | 0.5 | 5 | 120 | 0.9 | 1 | 4.187 |  |  | 2.6815 | [11 empty] | -0.039788 | 1 | 40.7941
|  | 22.2 | 20 | 45.0411 | 0.5 | 5 | 0 | 0.9 | 1 | 4.187 |  |  | -2.5041 | [11 empty] | -0.042469 | 0 | 40.7941
|  | 22.3 | 20 | 44.7907 | 0.5 | 5 | 120 | 0.9 | 1 | 4.187 |  |  | 2.6798 | [11 empty] | -0.039965 | 1 | 40.7941
|  | 22.4 | 20 | 45.0586 | 0.5 | 5 | 0 | 0.9 | 1 | 4.187 |  |  | -2.5059 | [11 empty] | -0.042645 | 0 | 40.7941
|  | 22.5 | 20 | 44.808 | 0.5 | 5 | 120 | 0.9 | 1 | 4.187 |  |  | 2.678 | [11 empty] | -0.040139 | 1 | 40.7941
|  | 22.6 | 20 | 45.0758 | 0.5 | 5 | 0 | 0.9 | 1 | 4.187 |  |  | -2.5076 | [11 empty] | -0.042817 | 0 | 40.7941
|  | 22.7 | 20 | 44.8251 | 0.5 | 5 | 120 | 0.9 | 1 | 4.187 |  |  | 2.6763 | [11 empty] | -0.04031 | 1 | 40.7941
|  | 22.8 | 20 | 45.0927 | 0.5 | 5 | 0 | 0.9 | 1 | 4.187 |  |  | -2.5093 | [11 empty] | -0.042986 | 0 | 40.7941
|  | 22.9 | 20 | 44.8418 | 0.5 | 5 | 120 | 0.9 | 1 | 4.187 |  |  | 2.6746 | [11 empty] | -0.040477 | 1 | 40.7941
|  | 23 | 20 | 45.1093 | 0.5 | 5 | 0 | 0.9 | 1 | 4.187 |  |  | -2.5109 | [11 empty] | -0.043151 | 0 | 40.7941
|  | 23.1 | 20 | 44.8582 | 0.5 | 5 | 120 | 0.9 | 1 | 4.187 |  |  | 2.673 | [11 empty] | -0.04064 | 1 | 40.7941
|  | 23.2 | 20 | 45.1255 | 0.5 | 5 | 0 | 0.9 | 1 | 4.187 |  |  | -2.5125 | [11 empty] | -0.043313 | 0 | 40.7941
|  | 23.3 | 20 | 44.8742 | 0.5 | 5 | 120 | 0.9 | 1 | 4.187 |  |  | 2.6714 | [11 empty] | -0.040801 | 1 | 40.7941
|  | 23.4 | 20 | 45.1414 | 0.5 | 5 | 0 | 0.9 | 1 | 4.187 |  |  | -2.5141 | [11 empty] | -0.043472 | 0 | 40.7941
|  | 23.5 | 20 | 44.8899 | 0.5 | 5 | 120 | 0.9 | 1 | 4.187 |  |  | 2.6698 | [11 empty] | -0.040958 | 1 | 40.7941
|  | 23.6 | 20 | 45.1569 | 0.5 | 5 | 0 | 0.9 | 1 | 4.187 |  |  | -2.5157 | [11 empty] | -0.043628 | 0 | 40.7941
|  | 23.7 | 20 | 44.9054 | 0.5 | 5 | 120 | 0.9 | 1 | 4.187 |  |  | 2.6683 | [11 empty] | -0.041112 | 1 | 40.7941
|  | 23.8 | 20 | 45.1722 | 0.5 | 5 | 0 | 0.9 | 1 | 4.187 |  |  | -2.5172 | [11 empty] | -0.043781 | 0 | 40.7941
|  | 23.9 | 20 | 44.9205 | 0.5 | 5 | 120 | 0.9 | 1 | 4.187 |  |  | 2.6668 | [11 empty] | -0.041263 | 1 | 40.7941
|  | 24 | 20 | 45.1871 | 0.5 | 5 | 0 | 0.9 | 1 | 4.187 |  |  | -2.5187 | [11 empty] | -0.04393 | 0 | 40.7941
|  | 24.1 | 20 | 44.9353 | 0.5 | 5 | 120 | 0.9 | 1 | 4.187 |  |  | 2.6653 | [11 empty] | -0.041411 | 1 | 40.7941
|  | 24.2 | 20 | 45.2018 | 0.5 | 5 | 0 | 0.9 | 1 | 4.187 |  |  | -2.5202 | [11 empty] | -0.044077 | 0 | 40.7941
|  | 24.3 | 20 | 44.9498 | 0.5 | 5 | 120 | 0.9 | 1 | 4.187 |  |  | 2.6638 | [11 empty] | -0.041557 | 1 | 40.7941
|  | 24.4 | 20 | 45.2162 | 0.5 | 5 | 0 | 0.9 | 1 | 4.187 |  |  | -2.5216 | [11 empty] | -0.04422 | 0 | 40.7941
|  | 24.5 | 20 | 44.964 | 0.5 | 5 | 120 | 0.9 | 1 | 4.187 |  |  | 2.6624 | [11 empty] | -0.041699 | 1 | 40.7941
|  | 24.6 | 20 | 45.2302 | 0.5 | 5 | 0 | 0.9 | 1 | 4.187 |  |  | -2.523 | [11 empty] | -0.044361 | 0 | 40.7941
|  | 24.7 | 20 | 44.9779 | 0.5 | 5 | 120 | 0.9 | 1 | 4.187 |  |  | 2.661 | [11 empty] | -0.041838 | 1 | 40.7941
|  | 24.8 | 20 | 45.244 | 0.5 | 5 | 0 | 0.9 | 1 | 4.187 |  |  | -2.5244 | [11 empty] | -0.044499 | 0 | 40.7941
|  | 24.9 | 20 | 44.9916 | 0.5 | 5 | 120 | 0.9 | 1 | 4.187 |  |  | 2.6597 | [11 empty] | -0.041975 | 1 | 40.7941
|  | 25 | 20 | 45.2576 | 0.5 | 5 | 0 | 0.9 | 1 | 4.187 |  |  | -2.5258 | [11 empty] | -0.044634 | 0 | 40.7941
|  | 25.1 | 20 | 45.005 | 0.5 | 5 | 120 | 0.9 | 1 | 4.187 |  |  | 2.6583 | [11 empty] | -0.042109 | 1 | 40.7941
|  | 25.2 | 20 | 45.2708 | 0.5 | 5 | 0 | 0.9 | 1 | 4.187 |  |  | -2.5271 | [11 empty] | -0.044767 | 0 | 40.7941
|  | 25.3 | 20 | 45.0181 | 0.5 | 5 | 120 | 0.9 | 1 | 4.187 |  |  | 2.657 | [11 empty] | -0.04224 | 1 | 40.7941
|  | 25.4 | 20 | 45.2838 | 0.5 | 5 | 0 | 0.9 | 1 | 4.187 |  |  | -2.5284 | [11 empty] | -0.044897 | 0 | 40.7941
|  | 25.5 | 20 | 45.031 | 0.5 | 5 | 120 | 0.9 | 1 | 4.187 |  |  | 2.6557 | [11 empty] | -0.042369 | 1 | 40.7941
|  | 25.6 | 20 | 45.2966 | 0.5 | 5 | 0 | 0.9 | 1 | 4.187 |  |  | -2.5297 | [11 empty] | -0.045024 | 0 | 40.7941
|  | 25.7 | 20 | 45.0436 | 0.5 | 5 | 120 | 0.9 | 1 | 4.187 |  |  | 2.6545 | [11 empty] | -0.042495 | 1 | 40.7941
|  | 25.8 | 20 | 45.309 | 0.5 | 5 | 0 | 0.9 | 1 | 4.187 |  |  | -2.5309 | [11 empty] | -0.045149 | 0 | 40.7941
|  | 25.9 | 20 | 45.0559 | 0.5 | 5 | 120 | 0.9 | 1 | 4.187 |  |  | 2.6532 | [11 empty] | -0.042618 | 1 | 40.7941
|  | 26 | 20 | 45.3213 | 0.5 | 5 | 0 | 0.9 | 1 | 4.187 |  |  | -2.5321 | [11 empty] | -0.045271 | 0 | 40.7941
|  | 26.1 | 20 | 45.0681 | 0.5 | 5 | 120 | 0.9 | 1 | 4.187 |  |  | 2.652 | [11 empty] | -0.042739 | 1 | 40.7941
|  | 26.2 | 20 | 45.3333 | 0.5 | 5 | 0 | 0.9 | 1 | 4.187 |  |  | -2.5333 | [11 empty] | -0.045391 | 0 | 40.7941
|  | 26.3 | 20 | 45.0799 | 0.5 | 5 | 120 | 0.9 | 1 | 4.187 |  |  | 2.6508 | [11 empty] | -0.042858 | 1 | 40.7941
|  | 26.4 | 20 | 45.345 | 0.5 | 5 | 0 | 0.9 | 1 | 4.187 |  |  | -2.5345 | [11 empty] | -0.045509 | 0 | 40.7941
|  | 26.5 | 20 | 45.0916 | 0.5 | 5 | 120 | 0.9 | 1 | 4.187 |  |  | 2.6497 | [11 empty] | -0.042974 | 1 | 40.7941
|  | 26.6 | 20 | 45.3565 | 0.5 | 5 | 0 | 0.9 | 1 | 4.187 |  |  | -2.5357 | [11 empty] | -0.045624 | 0 | 40.7941
|  | 26.7 | 20 | 45.103 | 0.5 | 5 | 120 | 0.9 | 1 | 4.187 |  |  | 2.6485 | [11 empty] | -0.043088 | 1 | 40.7941
|  | 26.8 | 20 | 45.3678 | 0.5 | 5 | 0 | 0.9 | 1 | 4.187 |  |  | -2.5368 | [11 empty] | -0.045737 | 0 | 40.7941
|  | 26.9 | 20 | 45.1141 | 0.5 | 5 | 120 | 0.9 | 1 | 4.187 |  |  | 2.6474 | [11 empty] | -0.0432 | 1 | 40.7941
|  | 27 | 20 | 45.3789 | 0.5 | 5 | 0 | 0.9 | 1 | 4.187 |  |  | -2.5379 | [11 empty] | -0.045848 | 0 | 40.7941
|  | 27.1 | 20 | 45.1251 | 0.5 | 5 | 120 | 0.9 | 1 | 4.187 |  |  | 2.6463 | [11 empty] | -0.04331 | 1 | 40.7941
|  | 27.2 | 20 | 45.3897 | 0.5 | 5 | 0 | 0.9 | 1 | 4.187 |  |  | -2.539 | [11 empty] | -0.045956 | 0 | 40.7941
|  | 27.3 | 20 | 45.1358 | 0.5 | 5 | 120 | 0.9 | 1 | 4.187 |  |  | 2.6452 | [11 empty] | -0.043417 | 1 | 40.7941
|  | 27.4 | 20 | 45.4003 | 0.5 | 5 | 0 | 0.9 | 1 | 4.187 |  |  | -2.54 | [11 empty] | -0.046062 | 0 | 40.7941
|  | 27.5 | 20 | 45.1463 | 0.5 | 5 | 120 | 0.9 | 1 | 4.187 |  |  | 2.6442 | [11 empty] | -0.043522 | 1 | 40.7941
|  | 27.6 | 20 | 45.4108 | 0.5 | 5 | 0 | 0.9 | 1 | 4.187 |  |  | -2.5411 | [11 empty] | -0.046166 | 0 | 40.7941
|  | 27.7 | 20 | 45.1567 | 0.5 | 5 | 120 | 0.9 | 1 | 4.187 |  |  | 2.6432 | [11 empty] | -0.043625 | 1 | 40.7941
|  | 27.8 | 20 | 45.421 | 0.5 | 5 | 0 | 0.9 | 1 | 4.187 |  |  | -2.5421 | [11 empty] | -0.046268 | 0 | 40.7941
|  | 27.9 | 20 | 45.1668 | 0.5 | 5 | 120 | 0.9 | 1 | 4.187 |  |  | 2.6421 | [11 empty] | -0.043726 | 1 | 40.7941
|  | 28 | 20 | 45.431 | 0.5 | 5 | 0 | 0.9 | 1 | 4.187 |  |  | -2.5431 | [11 empty] | -0.046369 | 0 | 40.7941
|  | 28.1 | 20 | 45.1767 | 0.5 | 5 | 120 | 0.9 | 1 | 4.187 |  |  | 2.6412 | [11 empty] | -0.043825 | 1 | 40.7941
|  | 28.2 | 20 | 45.4408 | 0.5 | 5 | 0 | 0.9 | 1 | 4.187 |  |  | -2.5441 | [11 empty] | -0.046467 | 0 | 40.7941
|  | 28.3 | 20 | 45.1864 | 0.5 | 5 | 120 | 0.9 | 1 | 4.187 |  |  | 2.6402 | [11 empty] | -0.043922 | 1 | 40.7941
|  | 28.4 | 20 | 45.4504 | 0.5 | 5 | 0 | 0.9 | 1 | 4.187 |  |  | -2.545 | [11 empty] | -0.046563 | 0 | 40.7941
|  | 28.5 | 20 | 45.1959 | 0.5 | 5 | 120 | 0.9 | 1 | 4.187 |  |  | 2.6392 | [11 empty] | -0.044018 | 1 | 40.7941
|  | 28.6 | 20 | 45.4598 | 0.5 | 5 | 0 | 0.9 | 1 | 4.187 |  |  | -2.546 | [11 empty] | -0.046657 | 0 | 40.7941
|  | 28.7 | 20 | 45.2052 | 0.5 | 5 | 120 | 0.9 | 1 | 4.187 |  |  | 2.6383 | [11 empty] | -0.044111 | 1 | 40.7941
|  | 28.8 | 20 | 45.469 | 0.5 | 5 | 0 | 0.9 | 1 | 4.187 |  |  | -2.5469 | [11 empty] | -0.046749 | 0 | 40.7941
|  | 28.9 | 20 | 45.2144 | 0.5 | 5 | 120 | 0.9 | 1 | 4.187 |  |  | 2.6374 | [11 empty] | -0.044202 | 1 | 40.7941
|  | 29 | 20 | 45.4781 | 0.5 | 5 | 0 | 0.9 | 1 | 4.187 |  |  | -2.5478 | [11 empty] | -0.04684 | 0 | 40.7941
|  | 29.1 | 20 | 45.2233 | 0.5 | 5 | 120 | 0.9 | 1 | 4.187 |  |  | 2.6365 | [11 empty] | -0.044292 | 1 | 40.7941
|  | 29.2 | 20 | 45.487 | 0.5 | 5 | 0 | 0.9 | 1 | 4.187 |  |  | -2.5487 | [11 empty] | -0.046928 | 0 | 40.7941
|  | 29.3 | 20 | 45.2321 | 0.5 | 5 | 120 | 0.9 | 1 | 4.187 |  |  | 2.6356 | [11 empty] | -0.04438 | 1 | 40.7941
|  | 29.4 | 20 | 45.4957 | 0.5 | 5 | 0 | 0.9 | 1 | 4.187 |  |  | -2.5496 | [11 empty] | -0.047015 | 0 | 40.7941
|  | 29.5 | 20 | 45.2407 | 0.5 | 5 | 120 | 0.9 | 1 | 4.187 |  |  | 2.6348 | [11 empty] | -0.044466 | 1 | 40.7941
|  | 29.6 | 20 | 45.5042 | 0.5 | 5 | 0 | 0.9 | 1 | 4.187 |  |  | -2.5504 | [11 empty] | -0.0471 | 0 | 40.7941
|  | 29.7 | 20 | 45.2491 | 0.5 | 5 | 120 | 0.9 | 1 | 4.187 |  |  | 2.6339 | [11 empty] | -0.04455 | 1 | 40.7941
|  | 29.8 | 20 | 45.5125 | 0.5 | 5 | 0 | 0.9 | 1 | 4.187 |  |  | -2.5513 | [11 empty] | -0.047184 | 0 | 40.7941
|  | 29.9 | 20 | 45.2574 | 0.5 | 5 | 120 | 0.9 | 1 | 4.187 |  |  | 2.6331 | [11 empty] | -0.044633 | 1 | 40.7941
|  | 30 | 20 | 45.5207 | 0.5 | 5 | 0 | 0.9 | 1 | 4.187 |  |  | -2.5521 | [11 empty] | -0.047266 | 0 | 40.7941
|  | 30.1 | 20 | 45.2655 | 0.5 | 5 | 120 | 0.9 | 1 | 4.187 |  |  | 2.6323 | [11 empty] | -0.044714 | 1 | 40.7941
|  | 30.2 | 20 | 45.5287 | 0.5 | 5 | 0 | 0.9 | 1 | 4.187 |  |  | -2.5529 | [11 empty] | -0.047346 | 0 | 40.7941
|  | 30.3 | 20 | 45.2734 | 0.5 | 5 | 120 | 0.9 | 1 | 4.187 |  |  | 2.6315 | [11 empty] | -0.044793 | 1 | 40.7941
|  | 30.4 | 20 | 45.5366 | 0.5 | 5 | 0 | 0.9 | 1 | 4.187 |  |  | -2.5537 | [11 empty] | -0.047425 | 0 | 40.7941
|  | 30.5 | 20 | 45.2812 | 0.5 | 5 | 120 | 0.9 | 1 | 4.187 |  |  | 2.6307 | [11 empty] | -0.044871 | 1 | 40.7941
|  | 30.6 | 20 | 45.5443 | 0.5 | 5 | 0 | 0.9 | 1 | 4.187 |  |  | -2.5544 | [11 empty] | -0.047502 | 0 | 40.7941
|  | 30.7 | 20 | 45.2888 | 0.5 | 5 | 120 | 0.9 | 1 | 4.187 |  |  | 2.6299 | [11 empty] | -0.044947 | 1 | 40.7941
|  | 30.8 | 20 | 45.5518 | 0.5 | 5 | 0 | 0.9 | 1 | 4.187 |  |  | -2.5552 | [11 empty] | -0.047577 | 0 | 40.7941
|  | 30.9 | 20 | 45.2963 | 0.5 | 5 | 120 | 0.9 | 1 | 4.187 |  |  | 2.6292 | [11 empty] | -0.045022 | 1 | 40.7941
|  | 31 | 20 | 45.5592 | 0.5 | 5 | 0 | 0.9 | 1 | 4.187 |  |  | -2.5559 | [11 empty] | -0.047651 | 0 | 40.7941
|  | 31.1 | 20 | 45.3037 | 0.5 | 5 | 120 | 0.9 | 1 | 4.187 |  |  | 2.6285 | [11 empty] | -0.045095 | 1 | 40.7941
|  | 31.2 | 20 | 45.5665 | 0.5 | 5 | 0 | 0.9 | 1 | 4.187 |  |  | -2.5566 | [11 empty] | -0.047724 | 0 | 40.7941
|  | 31.3 | 20 | 45.3108 | 0.5 | 5 | 120 | 0.9 | 1 | 4.187 |  |  | 2.6277 | [11 empty] | -0.045167 | 1 | 40.7941
|  | 31.4 | 20 | 45.5736 | 0.5 | 5 | 0 | 0.9 | 1 | 4.187 |  |  | -2.5574 | [11 empty] | -0.047795 | 0 | 40.7941
|  | 31.5 | 20 | 45.3179 | 0.5 | 5 | 120 | 0.9 | 1 | 4.187 |  |  | 2.627 | [11 empty] | -0.045237 | 1 | 40.7941
|  | 31.6 | 20 | 45.5806 | 0.5 | 5 | 0 | 0.9 | 1 | 4.187 |  |  | -2.5581 | [11 empty] | -0.047864 | 0 | 40.7941
|  | 31.7 | 20 | 45.3248 | 0.5 | 5 | 120 | 0.9 | 1 | 4.187 |  |  | 2.6263 | [11 empty] | -0.045306 | 1 | 40.7941
|  | 31.8 | 20 | 45.5874 | 0.5 | 5 | 0 | 0.9 | 1 | 4.187 |  |  | -2.5587 | [11 empty] | -0.047933 | 0 | 40.7941
|  | 31.9 | 20 | 45.3315 | 0.5 | 5 | 120 | 0.9 | 1 | 4.187 |  |  | 2.6257 | [11 empty] | -0.045374 | 1 | 40.7941
|  | 32 | 20 | 45.5941 | 0.5 | 5 | 0 | 0.9 | 1 | 4.187 |  |  | -2.5594 | [11 empty] | -0.048 | 0 | 40.7941
|  | 32.1 | 20 | 45.3382 | 0.5 | 5 | 120 | 0.9 | 1 | 4.187 |  |  | 2.625 | [11 empty] | -0.04544 | 1 | 40.7941
|  | 32.2 | 20 | 45.6007 | 0.5 | 5 | 0 | 0.9 | 1 | 4.187 |  |  | -2.5601 | [11 empty] | -0.048065 | 0 | 40.7941
|  | 32.3 | 20 | 45.3446 | 0.5 | 5 | 120 | 0.9 | 1 | 4.187 |  |  | 2.6244 | [11 empty] | -0.045505 | 1 | 40.7941
|  | 32.4 | 20 | 45.6071 | 0.5 | 5 | 0 | 0.9 | 1 | 4.187 |  |  | -2.5607 | [11 empty] | -0.04813 | 0 | 40.7941
|  | 32.5 | 20 | 45.351 | 0.5 | 5 | 120 | 0.9 | 1 | 4.187 |  |  | 2.6237 | [11 empty] | -0.045569 | 1 | 40.7941
|  | 32.6 | 20 | 45.6134 | 0.5 | 5 | 0 | 0.9 | 1 | 4.187 |  |  | -2.5613 | [11 empty] | -0.048193 | 0 | 40.7941
|  | 32.7 | 20 | 45.3573 | 0.5 | 5 | 120 | 0.9 | 1 | 4.187 |  |  | 2.6231 | [11 empty] | -0.045631 | 1 | 40.7941
|  | 32.8 | 20 | 45.6196 | 0.5 | 5 | 0 | 0.9 | 1 | 4.187 |  |  | -2.562 | [11 empty] | -0.048254 | 0 | 40.7941
|  | 32.9 | 20 | 45.3634 | 0.5 | 5 | 120 | 0.9 | 1 | 4.187 |  |  | 2.6225 | [11 empty] | -0.045692 | 1 | 40.7941
|  | 33 | 20 | 45.6256 | 0.5 | 5 | 0 | 0.9 | 1 | 4.187 |  |  | -2.5626 | [11 empty] | -0.048315 | 0 | 40.7941
|  | 33.1 | 20 | 45.3694 | 0.5 | 5 | 120 | 0.9 | 1 | 4.187 |  |  | 2.6219 | [11 empty] | -0.045752 | 1 | 40.7941
|  | 33.2 | 20 | 45.6315 | 0.5 | 5 | 0 | 0.9 | 1 | 4.187 |  |  | -2.5632 | [11 empty] | -0.048374 | 0 | 40.7941
|  | 33.3 | 20 | 45.3752 | 0.5 | 5 | 120 | 0.9 | 1 | 4.187 |  |  | 2.6213 | [11 empty] | -0.045811 | 1 | 40.7941
|  | 33.4 | 20 | 45.6374 | 0.5 | 5 | 0 | 0.9 | 1 | 4.187 |  |  | -2.5637 | [11 empty] | -0.048432 | 0 | 40.7941
|  | 33.5 | 20 | 45.381 | 0.5 | 5 | 120 | 0.9 | 1 | 4.187 |  |  | 2.6207 | [11 empty] | -0.045869 | 1 | 40.7941
|  | 33.6 | 20 | 45.6431 | 0.5 | 5 | 0 | 0.9 | 1 | 4.187 |  |  | -2.5643 | [11 empty] | -0.048489 | 0 | 40.7941
|  | 33.7 | 20 | 45.3866 | 0.5 | 5 | 120 | 0.9 | 1 | 4.187 |  |  | 2.6202 | [11 empty] | -0.045925 | 1 | 40.7941
|  | 33.8 | 20 | 45.6486 | 0.5 | 5 | 0 | 0.9 | 1 | 4.187 |  |  | -2.5649 | [11 empty] | -0.048545 | 0 | 40.7941
|  | 33.9 | 20 | 45.3922 | 0.5 | 5 | 120 | 0.9 | 1 | 4.187 |  |  | 2.6196 | [11 empty] | -0.04598 | 1 | 40.7941
|  | 34 | 20 | 45.6541 | 0.5 | 5 | 0 | 0.9 | 1 | 4.187 |  |  | -2.5654 | [11 empty] | -0.0486 | 0 | 40.7941
|  | 34.1 | 20 | 45.3976 | 0.5 | 5 | 120 | 0.9 | 1 | 4.187 |  |  | 2.6191 | [11 empty] | -0.046035 | 1 | 40.7941
|  | 34.2 | 20 | 45.6595 | 0.5 | 5 | 0 | 0.9 | 1 | 4.187 |  |  | -2.5659 | [11 empty] | -0.048654 | 0 | 40.7941
|  | 34.3 | 20 | 45.4029 | 0.5 | 5 | 120 | 0.9 | 1 | 4.187 |  |  | 2.6185 | [11 empty] | -0.046088 | 1 | 40.7941
|  | 34.4 | 20 | 45.6647 | 0.5 | 5 | 0 | 0.9 | 1 | 4.187 |  |  | -2.5665 | [11 empty] | -0.048706 | 0 | 40.7941
|  | 34.5 | 20 | 45.4081 | 0.5 | 5 | 120 | 0.9 | 1 | 4.187 |  |  | 2.618 | [11 empty] | -0.04614 | 1 | 40.7941
|  | 34.6 | 20 | 45.6699 | 0.5 | 5 | 0 | 0.9 | 1 | 4.187 |  |  | -2.567 | [11 empty] | -0.048758 | 0 | 40.7941
|  | 34.7 | 20 | 45.4132 | 0.5 | 5 | 120 | 0.9 | 1 | 4.187 |  |  | 2.6175 | [11 empty] | -0.046191 | 1 | 40.7941
|  | 34.8 | 20 | 45.675 | 0.5 | 5 | 0 | 0.9 | 1 | 4.187 |  |  | -2.5675 | [11 empty] | -0.048808 | 0 | 40.7941
|  | 34.9 | 20 | 45.4182 | 0.5 | 5 | 120 | 0.9 | 1 | 4.187 |  |  | 2.617 | [11 empty] | -0.046241 | 1 | 40.7941
|  | 35 | 20 | 45.6799 | 0.5 | 5 | 0 | 0.9 | 1 | 4.187 |  |  | -2.568 | [11 empty] | -0.048858 | 0 | 40.7941
|  | 35.1 | 20 | 45.4231 | 0.5 | 5 | 120 | 0.9 | 1 | 4.187 |  |  | 2.6165 | [11 empty] | -0.04629 | 1 | 40.7941
|  | 35.2 | 20 | 45.6848 | 0.5 | 5 | 0 | 0.9 | 1 | 4.187 |  |  | -2.5685 | [11 empty] | -0.048906 | 0 | 40.7941
|  | 35.3 | 20 | 45.4279 | 0.5 | 5 | 120 | 0.9 | 1 | 4.187 |  |  | 2.616 | [11 empty] | -0.046338 | 1 | 40.7941
|  | 35.4 | 20 | 45.6895 | 0.5 | 5 | 0 | 0.9 | 1 | 4.187 |  |  | -2.569 | [11 empty] | -0.048954 | 0 | 40.7941
|  | 35.5 | 20 | 45.4326 | 0.5 | 5 | 120 | 0.9 | 1 | 4.187 |  |  | 2.6156 | [11 empty] | -0.046385 | 1 | 40.7941
|  | 35.6 | 20 | 45.6942 | 0.5 | 5 | 0 | 0.9 | 1 | 4.187 |  |  | -2.5694 | [11 empty] | -0.049 | 0 | 40.7941
|  | 35.7 | 20 | 45.4372 | 0.5 | 5 | 120 | 0.9 | 1 | 4.187 |  |  | 2.6151 | [11 empty] | -0.046431 | 1 | 40.7941
|  | 35.8 | 20 | 45.6987 | 0.5 | 5 | 0 | 0.9 | 1 | 4.187 |  |  | -2.5699 | [11 empty] | -0.049046 | 0 | 40.7941
|  | 35.9 | 20 | 45.4418 | 0.5 | 5 | 120 | 0.9 | 1 | 4.187 |  |  | 2.6146 | [11 empty] | -0.046476 | 1 | 40.7941
|  | 36 | 20 | 45.7032 | 0.5 | 5 | 0 | 0.9 | 1 | 4.187 |  |  | -2.5703 | [11 empty] | -0.049091 | 0 | 40.7941
|  | 36.1 | 20 | 45.4462 | 0.5 | 5 | 120 | 0.9 | 1 | 4.187 |  |  | 2.6142 | [11 empty] | -0.046521 | 1 | 40.7941
|  | 36.2 | 20 | 45.7076 | 0.5 | 5 | 0 | 0.9 | 1 | 4.187 |  |  | -2.5708 | [11 empty] | -0.049135 | 0 | 40.7941
|  | 36.3 | 20 | 45.4505 | 0.5 | 5 | 120 | 0.9 | 1 | 4.187 |  |  | 2.6138 | [11 empty] | -0.046564 | 1 | 40.7941
|  | 36.4 | 20 | 45.7119 | 0.5 | 5 | 0 | 0.9 | 1 | 4.187 |  |  | -2.5712 | [11 empty] | -0.049178 | 0 | 40.7941
|  | 36.5 | 20 | 45.4548 | 0.5 | 5 | 120 | 0.9 | 1 | 4.187 |  |  | 2.6133 | [11 empty] | -0.046607 | 1 | 40.7941
|  | 36.6 | 20 | 45.7161 | 0.5 | 5 | 0 | 0.9 | 1 | 4.187 |  |  | -2.5716 | [11 empty] | -0.04922 | 0 | 40.7941
|  | 36.7 | 20 | 45.459 | 0.5 | 5 | 120 | 0.9 | 1 | 4.187 |  |  | 2.6129 | [11 empty] | -0.046648 | 1 | 40.7941
|  | 36.8 | 20 | 45.7203 | 0.5 | 5 | 0 | 0.9 | 1 | 4.187 |  |  | -2.572 | [11 empty] | -0.049261 | 0 | 40.7941
|  | 36.9 | 20 | 45.4631 | 0.5 | 5 | 120 | 0.9 | 1 | 4.187 |  |  | 2.6125 | [11 empty] | -0.046689 | 1 | 40.7941
|  | 37 | 20 | 45.7243 | 0.5 | 5 | 0 | 0.9 | 1 | 4.187 |  |  | -2.5724 | [11 empty] | -0.049302 | 0 | 40.7941
|  | 37.1 | 20 | 45.4671 | 0.5 | 5 | 120 | 0.9 | 1 | 4.187 |  |  | 2.6121 | [11 empty] | -0.046729 | 1 | 40.7941
|  | 37.2 | 20 | 45.7283 | 0.5 | 5 | 0 | 0.9 | 1 | 4.187 |  |  | -2.5728 | [11 empty] | -0.049341 | 0 | 40.7941
|  | 37.3 | 20 | 45.471 | 0.5 | 5 | 120 | 0.9 | 1 | 4.187 |  |  | 2.6117 | [11 empty] | -0.046769 | 1 | 40.7941
|  | 37.4 | 20 | 45.7322 | 0.5 | 5 | 0 | 0.9 | 1 | 4.187 |  |  | -2.5732 | [11 empty] | -0.04938 | 0 | 40.7941
|  | 37.5 | 20 | 45.4748 | 0.5 | 5 | 120 | 0.9 | 1 | 4.187 |  |  | 2.6113 | [11 empty] | -0.046807 | 1 | 40.7941
|  | 37.6 | 20 | 45.736 | 0.5 | 5 | 0 | 0.9 | 1 | 4.187 |  |  | -2.5736 | [11 empty] | -0.049419 | 0 | 40.7941
|  | 37.7 | 20 | 45.4786 | 0.5 | 5 | 120 | 0.9 | 1 | 4.187 |  |  | 2.611 | [11 empty] | -0.046845 | 1 | 40.7941
|  | 37.8 | 20 | 45.7397 | 0.5 | 5 | 0 | 0.9 | 1 | 4.187 |  |  | -2.574 | [11 empty] | -0.049456 | 0 | 40.7941
|  | 37.9 | 20 | 45.4823 | 0.5 | 5 | 120 | 0.9 | 1 | 4.187 |  |  | 2.6106 | [11 empty] | -0.046882 | 1 | 40.7941
|  | 38 | 20 | 45.7434 | 0.5 | 5 | 0 | 0.9 | 1 | 4.187 |  |  | -2.5743 | [11 empty] | -0.049492 | 0 | 40.7941
|  | 38.1 | 20 | 45.4859 | 0.5 | 5 | 120 | 0.9 | 1 | 4.187 |  |  | 2.6102 | [11 empty] | -0.046918 | 1 | 40.7941
|  | 38.2 | 20 | 45.747 | 0.5 | 5 | 0 | 0.9 | 1 | 4.187 |  |  | -2.5747 | [11 empty] | -0.049528 | 0 | 40.7941
|  | 38.3 | 20 | 45.4895 | 0.5 | 5 | 120 | 0.9 | 1 | 4.187 |  |  | 2.6099 | [11 empty] | -0.046954 | 1 | 40.7941
|  | 38.4 | 20 | 45.7505 | 0.5 | 5 | 0 | 0.9 | 1 | 4.187 |  |  | -2.575 | [11 empty] | -0.049564 | 0 | 40.7941
|  | 38.5 | 20 | 45.493 | 0.5 | 5 | 120 | 0.9 | 1 | 4.187 |  |  | 2.6095 | [11 empty] | -0.046989 | 1 | 40.7941
|  | 38.6 | 20 | 45.7539 | 0.5 | 5 | 0 | 0.9 | 1 | 4.187 |  |  | -2.5754 | [11 empty] | -0.049598 | 0 | 40.7941
|  | 38.7 | 20 | 45.4964 | 0.5 | 5 | 120 | 0.9 | 1 | 4.187 |  |  | 2.6092 | [11 empty] | -0.047023 | 1 | 40.7941
|  | 38.8 | 20 | 45.7573 | 0.5 | 5 | 0 | 0.9 | 1 | 4.187 |  |  | -2.5757 | [11 empty] | -0.049632 | 0 | 40.7941
|  | 38.9 | 20 | 45.4997 | 0.5 | 5 | 120 | 0.9 | 1 | 4.187 |  |  | 2.6089 | [11 empty] | -0.047056 | 1 | 40.7941
|  | 39 | 20 | 45.7606 | 0.5 | 5 | 0 | 0.9 | 1 | 4.187 |  |  | -2.5761 | [11 empty] | -0.049665 | 0 | 40.7941
|  | 39.1 | 20 | 45.503 | 0.5 | 5 | 120 | 0.9 | 1 | 4.187 |  |  | 2.6085 | [11 empty] | -0.047089 | 1 | 40.7941
|  | 39.2 | 20 | 45.7639 | 0.5 | 5 | 0 | 0.9 | 1 | 4.187 |  |  | -2.5764 | [11 empty] | -0.049697 | 0 | 40.7941
|  | 39.3 | 20 | 45.5062 | 0.5 | 5 | 120 | 0.9 | 1 | 4.187 |  |  | 2.6082 | [11 empty] | -0.047121 | 1 | 40.7941
|  | 39.4 | 20 | 45.767 | 0.5 | 5 | 0 | 0.9 | 1 | 4.187 |  |  | -2.5767 | [11 empty] | -0.049729 | 0 | 40.7941
|  | 39.5 | 20 | 45.5094 | 0.5 | 5 | 120 | 0.9 | 1 | 4.187 |  |  | 2.6079 | [11 empty] | -0.047153 | 1 | 40.7941
|  | 39.6 | 20 | 45.7702 | 0.5 | 5 | 0 | 0.9 | 1 | 4.187 |  |  | -2.577 | [11 empty] | -0.04976 | 0 | 40.7941
|  | 39.7 | 20 | 45.5125 | 0.5 | 5 | 120 | 0.9 | 1 | 4.187 |  |  | 2.6076 | [11 empty] | -0.047183 | 1 | 40.7941
|  | 39.8 | 20 | 45.7732 | 0.5 | 5 | 0 | 0.9 | 1 | 4.187 |  |  | -2.5773 | [11 empty] | -0.049791 | 0 | 40.7941
|  | 39.9 | 20 | 45.5155 | 0.5 | 5 | 120 | 0.9 | 1 | 4.187 |  |  | 2.6073 | [11 empty] | -0.047214 | 1 | 40.7941
|  | 40 | 20 | 45.7762 | 0.5 | 5 | 0 | 0.9 | 1 | 4.187 |  |  | -2.5776 | [11 empty] | -0.049821 | 0 | 40.7941
|  | 40.1 | 20 | 45.5185 | 0.5 | 5 | 120 | 0.9 | 1 | 4.187 |  |  | 2.607 | [11 empty] | -0.047243 | 1 | 40.7941
|  | 40.2 | 20 | 45.7792 | 0.5 | 5 | 0 | 0.9 | 1 | 4.187 |  |  | -2.5779 | [11 empty] | -0.04985 | 0 | 40.7941
|  | 40.3 | 20 | 45.5214 | 0.5 | 5 | 120 | 0.9 | 1 | 4.187 |  |  | 2.6067 | [11 empty] | -0.047272 | 1 | 40.7941
|  | 40.4 | 20 | 45.782 | 0.5 | 5 | 0 | 0.9 | 1 | 4.187 |  |  | -2.5782 | [11 empty] | -0.049879 | 0 | 40.7941
|  | 40.5 | 20 | 45.5242 | 0.5 | 5 | 120 | 0.9 | 1 | 4.187 |  |  | 2.6064 | [11 empty] | -0.047301 | 1 | 40.7941
|  | 40.6 | 20 | 45.7849 | 0.5 | 5 | 0 | 0.9 | 1 | 4.187 |  |  | -2.5785 | [11 empty] | -0.049907 | 0 | 40.7941
|  | 40.7 | 20 | 45.527 | 0.5 | 5 | 120 | 0.9 | 1 | 4.187 |  |  | 2.6061 | [11 empty] | -0.047329 | 1 | 40.7941
|  | 40.8 | 20 | 45.7876 | 0.5 | 5 | 0 | 0.9 | 1 | 4.187 |  |  | -2.5788 | [11 empty] | -0.049935 | 0 | 40.7941
|  | 40.9 | 20 | 45.5297 | 0.5 | 5 | 120 | 0.9 | 1 | 4.187 |  |  | 2.6059 | [11 empty] | -0.047356 | 1 | 40.7941
|  | 41 | 20 | 45.7903 | 0.5 | 5 | 0 | 0.9 | 1 | 4.187 |  |  | -2.579 | [11 empty] | -0.049962 | 0 | 40.7941
|  | 41.1 | 20 | 45.5324 | 0.5 | 5 | 120 | 0.9 | 1 | 4.187 |  |  | 2.6056 | [11 empty] | -0.047383 | 1 | 40.7941
|  | 41.2 | 20 | 45.793 | 0.5 | 5 | 0 | 0.9 | 1 | 4.187 |  |  | -2.5793 | [11 empty] | -0.049989 | 0 | 40.7941
|  | 41.3 | 20 | 45.535 | 0.5 | 5 | 120 | 0.9 | 1 | 4.187 |  |  | 2.6053 | [11 empty] | -0.047409 | 1 | 40.7941
|  | 41.4 | 20 | 45.7956 | 0.5 | 5 | 0 | 0.9 | 1 | 4.187 |  |  | -2.5796 | [11 empty] | -0.050015 | 0 | 40.7941
|  | 41.5 | 20 | 45.5376 | 0.5 | 5 | 120 | 0.9 | 1 | 4.187 |  |  | 2.6051 | [11 empty] | -0.047435 | 1 | 40.7941
|  | 41.6 | 20 | 45.7981 | 0.5 | 5 | 0 | 0.9 | 1 | 4.187 |  |  | -2.5798 | [11 empty] | -0.05004 | 0 | 40.7941
|  | 41.7 | 20 | 45.5402 | 0.5 | 5 | 120 | 0.9 | 1 | 4.187 |  |  | 2.6048 | [11 empty] | -0.04746 | 1 | 40.7941
|  | 41.8 | 20 | 45.8006 | 0.5 | 5 | 0 | 0.9 | 1 | 4.187 |  |  | -2.5801 | [11 empty] | -0.050065 | 0 | 40.7941
|  | 41.9 | 20 | 45.5426 | 0.5 | 5 | 120 | 0.9 | 1 | 4.187 |  |  | 2.6046 | [11 empty] | -0.047485 | 1 | 40.7941
|  | 42 | 20 | 45.8031 | 0.5 | 5 | 0 | 0.9 | 1 | 4.187 |  |  | -2.5803 | [11 empty] | -0.05009 | 0 | 40.7941
|  | 42.1 | 20 | 45.5451 | 0.5 | 5 | 120 | 0.9 | 1 | 4.187 |  |  | 2.6043 | [11 empty] | -0.047509 | 1 | 40.7941
|  | 42.2 | 20 | 45.8055 | 0.5 | 5 | 0 | 0.9 | 1 | 4.187 |  |  | -2.5805 | [11 empty] | -0.050114 | 0 | 40.7941
|  | 42.3 | 20 | 45.5474 | 0.5 | 5 | 120 | 0.9 | 1 | 4.187 |  |  | 2.6041 | [11 empty] | -0.047533 | 1 | 40.7941
|  | 42.4 | 20 | 45.8078 | 0.5 | 5 | 0 | 0.9 | 1 | 4.187 |  |  | -2.5808 | [11 empty] | -0.050137 | 0 | 40.7941
|  | 42.5 | 20 | 45.5498 | 0.5 | 5 | 120 | 0.9 | 1 | 4.187 |  |  | 2.6038 | [11 empty] | -0.047556 | 1 | 40.7941
|  | 42.6 | 20 | 45.8101 | 0.5 | 5 | 0 | 0.9 | 1 | 4.187 |  |  | -2.581 | [11 empty] | -0.05016 | 0 | 40.7941
|  | 42.7 | 20 | 45.552 | 0.5 | 5 | 120 | 0.9 | 1 | 4.187 |  |  | 2.6036 | [11 empty] | -0.047579 | 1 | 40.7941
|  | 42.8 | 20 | 45.8124 | 0.5 | 5 | 0 | 0.9 | 1 | 4.187 |  |  | -2.5812 | [11 empty] | -0.050183 | 0 | 40.7941
|  | 42.9 | 20 | 45.5543 | 0.5 | 5 | 120 | 0.9 | 1 | 4.187 |  |  | 2.6034 | [11 empty] | -0.047602 | 1 | 40.7941
|  | 43 | 20 | 45.8146 | 0.5 | 5 | 0 | 0.9 | 1 | 4.187 |  |  | -2.5815 | [11 empty] | -0.050205 | 0 | 40.7941
|  | 43.1 | 20 | 45.5565 | 0.5 | 5 | 120 | 0.9 | 1 | 4.187 |  |  | 2.6032 | [11 empty] | -0.047623 | 1 | 40.7941
|  | 43.2 | 20 | 45.8168 | 0.5 | 5 | 0 | 0.9 | 1 | 4.187 |  |  | -2.5817 | [11 empty] | -0.050227 | 0 | 40.7941
|  | 43.3 | 20 | 45.5586 | 0.5 | 5 | 120 | 0.9 | 1 | 4.187 |  |  | 2.603 | [11 empty] | -0.047645 | 1 | 40.7941
|  | 43.4 | 20 | 45.8189 | 0.5 | 5 | 0 | 0.9 | 1 | 4.187 |  |  | -2.5819 | [11 empty] | -0.050248 | 0 | 40.7941
|  | 43.5 | 20 | 45.5607 | 0.5 | 5 | 120 | 0.9 | 1 | 4.187 |  |  | 2.6028 | [11 empty] | -0.047666 | 1 | 40.7941
|  | 43.6 | 20 | 45.821 | 0.5 | 5 | 0 | 0.9 | 1 | 4.187 |  |  | -2.5821 | [11 empty] | -0.050269 | 0 | 40.7941
|  | 43.7 | 20 | 45.5628 | 0.5 | 5 | 120 | 0.9 | 1 | 4.187 |  |  | 2.6025 | [11 empty] | -0.047687 | 1 | 40.7941
|  | 43.8 | 20 | 45.823 | 0.5 | 5 | 0 | 0.9 | 1 | 4.187 |  |  | -2.5823 | [11 empty] | -0.050289 | 0 | 40.7941
|  | 43.9 | 20 | 45.5648 | 0.5 | 5 | 120 | 0.9 | 1 | 4.187 |  |  | 2.6023 | [11 empty] | -0.047707 | 1 | 40.7941
|  | 44 | 20 | 45.8251 | 0.5 | 5 | 0 | 0.9 | 1 | 4.187 |  |  | -2.5825 | [11 empty] | -0.050309 | 0 | 40.7941
|  | 44.1 | 20 | 45.5668 | 0.5 | 5 | 120 | 0.9 | 1 | 4.187 |  |  | 2.6021 | [11 empty] | -0.047727 | 1 | 40.7941
|  | 44.2 | 20 | 45.827 | 0.5 | 5 | 0 | 0.9 | 1 | 4.187 |  |  | -2.5827 | [11 empty] | -0.050329 | 0 | 40.7941
|  | 44.3 | 20 | 45.5687 | 0.5 | 5 | 120 | 0.9 | 1 | 4.187 |  |  | 2.602 | [11 empty] | -0.047746 | 1 | 40.7941
|  | 44.4 | 20 | 45.8289 | 0.5 | 5 | 0 | 0.9 | 1 | 4.187 |  |  | -2.5829 | [11 empty] | -0.050348 | 0 | 40.7941
|  | 44.5 | 20 | 45.5707 | 0.5 | 5 | 120 | 0.9 | 1 | 4.187 |  |  | 2.6018 | [11 empty] | -0.047765 | 1 | 40.7941
|  | 44.6 | 20 | 45.8308 | 0.5 | 5 | 0 | 0.9 | 1 | 4.187 |  |  | -2.5831 | [11 empty] | -0.050367 | 0 | 40.7941
|  | 44.7 | 20 | 45.5725 | 0.5 | 5 | 120 | 0.9 | 1 | 4.187 |  |  | 2.6016 | [11 empty] | -0.047784 | 1 | 40.7941
|  | 44.8 | 20 | 45.8327 | 0.5 | 5 | 0 | 0.9 | 1 | 4.187 |  |  | -2.5833 | [11 empty] | -0.050386 | 0 | 40.7941
|  | 44.9 | 20 | 45.5744 | 0.5 | 5 | 120 | 0.9 | 1 | 4.187 |  |  | 2.6014 | [11 empty] | -0.047802 | 1 | 40.7941
|  | 45 | 20 | 45.8345 | 0.5 | 5 | 0 | 0.9 | 1 | 4.187 |  |  | -2.5834 | [11 empty] | -0.050404 | 0 | 40.7941
|  | 45.1 | 20 | 45.5761 | 0.5 | 5 | 120 | 0.9 | 1 | 4.187 |  |  | 2.6012 | [11 empty] | -0.04782 | 1 | 40.7941
|  | 45.2 | 20 | 45.8363 | 0.5 | 5 | 0 | 0.9 | 1 | 4.187 |  |  | -2.5836 | [11 empty] | -0.050421 | 0 | 40.7941
|  | 45.3 | 20 | 45.5779 | 0.5 | 5 | 120 | 0.9 | 1 | 4.187 |  |  | 2.601 | [11 empty] | -0.047838 | 1 | 40.7941
|  | 45.4 | 20 | 45.838 | 0.5 | 5 | 0 | 0.9 | 1 | 4.187 |  |  | -2.5838 | [11 empty] | -0.050439 | 0 | 40.7941
|  | 45.5 | 20 | 45.5796 | 0.5 | 5 | 120 | 0.9 | 1 | 4.187 |  |  | 2.6009 | [11 empty] | -0.047855 | 1 | 40.7941
|  | 45.6 | 20 | 45.8397 | 0.5 | 5 | 0 | 0.9 | 1 | 4.187 |  |  | -2.584 | [11 empty] | -0.050456 | 0 | 40.7941
|  | 45.7 | 20 | 45.5813 | 0.5 | 5 | 120 | 0.9 | 1 | 4.187 |  |  | 2.6007 | [11 empty] | -0.047872 | 1 | 40.7941
|  | 45.8 | 20 | 45.8414 | 0.5 | 5 | 0 | 0.9 | 1 | 4.187 |  |  | -2.5841 | [11 empty] | -0.050473 | 0 | 40.7941
|  | 45.9 | 20 | 45.583 | 0.5 | 5 | 120 | 0.9 | 1 | 4.187 |  |  | 2.6005 | [11 empty] | -0.047888 | 1 | 40.7941
|  | 46 | 20 | 45.843 | 0.5 | 5 | 0 | 0.9 | 1 | 4.187 |  |  | -2.5843 | [11 empty] | -0.050489 | 0 | 40.7941
|  | 46.1 | 20 | 45.5846 | 0.5 | 5 | 120 | 0.9 | 1 | 4.187 |  |  | 2.6004 | [11 empty] | -0.047905 | 1 | 40.7941
|  | 46.2 | 20 | 45.8446 | 0.5 | 5 | 0 | 0.9 | 1 | 4.187 |  |  | -2.5845 | [11 empty] | -0.050505 | 0 | 40.7941
|  | 46.3 | 20 | 45.5862 | 0.5 | 5 | 120 | 0.9 | 1 | 4.187 |  |  | 2.6002 | [11 empty] | -0.047921 | 1 | 40.7941
|  | 46.4 | 20 | 45.8462 | 0.5 | 5 | 0 | 0.9 | 1 | 4.187 |  |  | -2.5846 | [11 empty] | -0.050521 | 0 | 40.7941
|  | 46.5 | 20 | 45.5877 | 0.5 | 5 | 120 | 0.9 | 1 | 4.187 |  |  | 2.6001 | [11 empty] | -0.047936 | 1 | 40.7941
|  | 46.6 | 20 | 45.8477 | 0.5 | 5 | 0 | 0.9 | 1 | 4.187 |  |  | -2.5848 | [11 empty] | -0.050536 | 0 | 40.7941
|  | 46.7 | 20 | 45.5893 | 0.5 | 5 | 120 | 0.9 | 1 | 4.187 |  |  | 2.5999 | [11 empty] | -0.047951 | 1 | 40.7941
|  | 46.8 | 20 | 45.8493 | 0.5 | 5 | 0 | 0.9 | 1 | 4.187 |  |  | -2.5849 | [11 empty] | -0.050551 | 0 | 40.7941
|  | 46.9 | 20 | 45.5908 | 0.5 | 5 | 120 | 0.9 | 1 | 4.187 |  |  | 2.5997 | [11 empty] | -0.047966 | 1 | 40.7941
|  | 47 | 20 | 45.8507 | 0.5 | 5 | 0 | 0.9 | 1 | 4.187 |  |  | -2.5851 | [11 empty] | -0.050566 | 0 | 40.7941
|  | 47.1 | 20 | 45.5922 | 0.5 | 5 | 120 | 0.9 | 1 | 4.187 |  |  | 2.5996 | [11 empty] | -0.047981 | 1 | 40.7941
|  | 47.2 | 20 | 45.8522 | 0.5 | 5 | 0 | 0.9 | 1 | 4.187 |  |  | -2.5852 | [11 empty] | -0.050581 | 0 | 40.7941
|  | 47.3 | 20 | 45.5937 | 0.5 | 5 | 120 | 0.9 | 1 | 4.187 |  |  | 2.5995 | [11 empty] | -0.047995 | 1 | 40.7941
|  | 47.4 | 20 | 45.8536 | 0.5 | 5 | 0 | 0.9 | 1 | 4.187 |  |  | -2.5854 | [11 empty] | -0.050595 | 0 | 40.7941
|  | 47.5 | 20 | 45.5951 | 0.5 | 5 | 120 | 0.9 | 1 | 4.187 |  |  | 2.5993 | [11 empty] | -0.04801 | 1 | 40.7941
|  | 47.6 | 20 | 45.855 | 0.5 | 5 | 0 | 0.9 | 1 | 4.187 |  |  | -2.5855 | [11 empty] | -0.050609 | 0 | 40.7941
|  | 47.7 | 20 | 45.5965 | 0.5 | 5 | 120 | 0.9 | 1 | 4.187 |  |  | 2.5992 | [11 empty] | -0.048023 | 1 | 40.7941
|  | 47.8 | 20 | 45.8564 | 0.5 | 5 | 0 | 0.9 | 1 | 4.187 |  |  | -2.5856 | [11 empty] | -0.050623 | 0 | 40.7941
|  | 47.9 | 20 | 45.5978 | 0.5 | 5 | 120 | 0.9 | 1 | 4.187 |  |  | 2.599 | [11 empty] | -0.048037 | 1 | 40.7941
|  | 48 | 20 | 45.8577 | 0.5 | 5 | 0 | 0.9 | 1 | 4.187 |  |  | -2.5858 | [11 empty] | -0.050636 | 0 | 40.7941
|  | 48.1 | 20 | 45.5991 | 0.5 | 5 | 120 | 0.9 | 1 | 4.187 |  |  | 2.5989 | [11 empty] | -0.04805 | 1 | 40.7941
|  | 48.2 | 20 | 45.859 | 0.5 | 5 | 0 | 0.9 | 1 | 4.187 |  |  | -2.5859 | [11 empty] | -0.050649 | 0 | 40.7941
|  | 48.3 | 20 | 45.6004 | 0.5 | 5 | 120 | 0.9 | 1 | 4.187 |  |  | 2.5988 | [11 empty] | -0.048063 | 1 | 40.7941
|  | 48.4 | 20 | 45.8603 | 0.5 | 5 | 0 | 0.9 | 1 | 4.187 |  |  | -2.586 | [11 empty] | -0.050662 | 0 | 40.7941
|  | 48.5 | 20 | 45.6017 | 0.5 | 5 | 120 | 0.9 | 1 | 4.187 |  |  | 2.5987 | [11 empty] | -0.048076 | 1 | 40.7941
|  | 48.6 | 20 | 45.8616 | 0.5 | 5 | 0 | 0.9 | 1 | 4.187 |  |  | -2.5862 | [11 empty] | -0.050675 | 0 | 40.7941
|  | 48.7 | 20 | 45.603 | 0.5 | 5 | 120 | 0.9 | 1 | 4.187 |  |  | 2.5985 | [11 empty] | -0.048088 | 1 | 40.7941
|  | 48.8 | 20 | 45.8628 | 0.5 | 5 | 0 | 0.9 | 1 | 4.187 |  |  | -2.5863 | [11 empty] | -0.050687 | 0 | 40.7941
|  | 48.9 | 20 | 45.6042 | 0.5 | 5 | 120 | 0.9 | 1 | 4.187 |  |  | 2.5984 | [11 empty] | -0.048101 | 1 | 40.7941
|  | 49 | 20 | 45.864 | 0.5 | 5 | 0 | 0.9 | 1 | 4.187 |  |  | -2.5864 | [11 empty] | -0.050699 | 0 | 40.7941
|  | 49.1 | 20 | 45.6054 | 0.5 | 5 | 120 | 0.9 | 1 | 4.187 |  |  | 2.5983 | [11 empty] | -0.048113 | 1 | 40.7941
|  | 49.2 | 20 | 45.8652 | 0.5 | 5 | 0 | 0.9 | 1 | 4.187 |  |  | -2.5865 | [11 empty] | -0.050711 | 0 | 40.7941
|  | 49.3 | 20 | 45.6066 | 0.5 | 5 | 120 | 0.9 | 1 | 4.187 |  |  | 2.5982 | [11 empty] | -0.048124 | 1 | 40.7941
|  | 49.4 | 20 | 45.8664 | 0.5 | 5 | 0 | 0.9 | 1 | 4.187 |  |  | -2.5866 | [11 empty] | -0.050723 | 0 | 40.7941
|  | 49.5 | 20 | 45.6077 | 0.5 | 5 | 120 | 0.9 | 1 | 4.187 |  |  | 2.5981 | [11 empty] | -0.048136 | 1 | 40.7941
|  | 49.6 | 20 | 45.8675 | 0.5 | 5 | 0 | 0.9 | 1 | 4.187 |  |  | -2.5868 | [11 empty] | -0.050734 | 0 | 40.7941
|  | 49.7 | 20 | 45.6089 | 0.5 | 5 | 120 | 0.9 | 1 | 4.187 |  |  | 2.5979 | [11 empty] | -0.048147 | 1 | 40.7941
|  | 49.8 | 20 | 45.8686 | 0.5 | 5 | 0 | 0.9 | 1 | 4.187 |  |  | -2.5869 | [11 empty] | -0.050745 | 0 | 40.7941
|  | 49.9 | 20 | 45.61 | 0.5 | 5 | 120 | 0.9 | 1 | 4.187 |  |  | 2.5978 | [11 empty] | -0.048158 | 1 | 40.7941
|  | 50 | 20 | 45.8697 | 0.5 | 5 | 0 | 0.9 | 1 | 4.187 |  |  | -2.587 | [11 empty] | -0.050756 | 0 | 40.7941
|  | 50.1 | 20 | 45.611 | 0.5 | 5 | 120 | 0.9 | 1 | 4.187 |  |  | 2.5977 | [11 empty] | -0.048169 | 1 | 40.7941
|  | 50.2 | 20 | 45.8708 | 0.5 | 5 | 0 | 0.9 | 1 | 4.187 |  |  | -2.5871 | [11 empty] | -0.050767 | 0 | 40.7941
|  | 50.3 | 20 | 45.6121 | 0.5 | 5 | 120 | 0.9 | 1 | 4.187 |  |  | 2.5976 | [11 empty] | -0.04818 | 1 | 40.7941
|  | 50.4 | 20 | 45.8719 | 0.5 | 5 | 0 | 0.9 | 1 | 4.187 |  |  | -2.5872 | [11 empty] | -0.050777 | 0 | 40.7941
|  | 50.5 | 20 | 45.6132 | 0.5 | 5 | 120 | 0.9 | 1 | 4.187 |  |  | 2.5975 | [11 empty] | -0.04819 | 1 | 40.7941
|  | 50.6 | 20 | 45.8729 | 0.5 | 5 | 0 | 0.9 | 1 | 4.187 |  |  | -2.5873 | [11 empty] | -0.050788 | 0 | 40.7941
|  | 50.7 | 20 | 45.6142 | 0.5 | 5 | 120 | 0.9 | 1 | 4.187 |  |  | 2.5974 | [11 empty] | -0.048201 | 1 | 40.7941
|  | 50.8 | 20 | 45.8739 | 0.5 | 5 | 0 | 0.9 | 1 | 4.187 |  |  | -2.5874 | [11 empty] | -0.050798 | 0 | 40.7941
|  | 50.9 | 20 | 45.6152 | 0.5 | 5 | 120 | 0.9 | 1 | 4.187 |  |  | 2.5973 | [11 empty] | -0.048211 | 1 | 40.7941
|  | 51 | 20 | 45.8749 | 0.5 | 5 | 0 | 0.9 | 1 | 4.187 |  |  | -2.5875 | [11 empty] | -0.050808 | 0 | 40.7941
|  | 51.1 | 20 | 45.6162 | 0.5 | 5 | 120 | 0.9 | 1 | 4.187 |  |  | 2.5972 | [11 empty] | -0.04822 | 1 | 40.7941
|  | 51.2 | 20 | 45.8759 | 0.5 | 5 | 0 | 0.9 | 1 | 4.187 |  |  | -2.5876 | [11 empty] | -0.050818 | 0 | 40.7941
|  | 51.3 | 20 | 45.6171 | 0.5 | 5 | 120 | 0.9 | 1 | 4.187 |  |  | 2.5971 | [11 empty] | -0.04823 | 1 | 40.7941
|  | 51.4 | 20 | 45.8768 | 0.5 | 5 | 0 | 0.9 | 1 | 4.187 |  |  | -2.5877 | [11 empty] | -0.050827 | 0 | 40.7941
|  | 51.5 | 20 | 45.6181 | 0.5 | 5 | 120 | 0.9 | 1 | 4.187 |  |  | 2.597 | [11 empty] | -0.048239 | 1 | 40.7941
|  | 51.6 | 20 | 45.8778 | 0.5 | 5 | 0 | 0.9 | 1 | 4.187 |  |  | -2.5878 | [11 empty] | -0.050836 | 0 | 40.7941
|  | 51.7 | 20 | 45.619 | 0.5 | 5 | 120 | 0.9 | 1 | 4.187 |  |  | 2.5969 | [11 empty] | -0.048249 | 1 | 40.7941
|  | 51.8 | 20 | 45.8787 | 0.5 | 5 | 0 | 0.9 | 1 | 4.187 |  |  | -2.5879 | [11 empty] | -0.050846 | 0 | 40.7941
|  | 51.9 | 20 | 45.6199 | 0.5 | 5 | 120 | 0.9 | 1 | 4.187 |  |  | 2.5968 | [11 empty] | -0.048258 | 1 | 40.7941
|  | 52 | 20 | 45.8796 | 0.5 | 5 | 0 | 0.9 | 1 | 4.187 |  |  | -2.588 | [11 empty] | -0.050855 | 0 | 40.7941
|  | 52.1 | 20 | 45.6208 | 0.5 | 5 | 120 | 0.9 | 1 | 4.187 |  |  | 2.5967 | [11 empty] | -0.048267 | 1 | 40.7941
|  | 52.2 | 20 | 45.8805 | 0.5 | 5 | 0 | 0.9 | 1 | 4.187 |  |  | -2.588 | [11 empty] | -0.050863 | 0 | 40.7941
|  | 52.3 | 20 | 45.6217 | 0.5 | 5 | 120 | 0.9 | 1 | 4.187 |  |  | 2.5967 | [11 empty] | -0.048275 | 1 | 40.7941
|  | 52.4 | 20 | 45.8813 | 0.5 | 5 | 0 | 0.9 | 1 | 4.187 |  |  | -2.5881 | [11 empty] | -0.050872 | 0 | 40.7941
|  | 52.5 | 20 | 45.6225 | 0.5 | 5 | 120 | 0.9 | 1 | 4.187 |  |  | 2.5966 | [11 empty] | -0.048284 | 1 | 40.7941
|  | 52.6 | 20 | 45.8822 | 0.5 | 5 | 0 | 0.9 | 1 | 4.187 |  |  | -2.5882 | [11 empty] | -0.05088 | 0 | 40.7941
|  | 52.7 | 20 | 45.6233 | 0.5 | 5 | 120 | 0.9 | 1 | 4.187 |  |  | 2.5965 | [11 empty] | -0.048292 | 1 | 40.7941
|  | 52.8 | 20 | 45.883 | 0.5 | 5 | 0 | 0.9 | 1 | 4.187 |  |  | -2.5883 | [11 empty] | -0.050889 | 0 | 40.7941
|  | 52.9 | 20 | 45.6242 | 0.5 | 5 | 120 | 0.9 | 1 | 4.187 |  |  | 2.5964 | [11 empty] | -0.0483 | 1 | 40.7941
|  | 53 | 20 | 45.8838 | 0.5 | 5 | 0 | 0.9 | 1 | 4.187 |  |  | -2.5884 | [11 empty] | -0.050897 | 0 | 40.7941
|  | 53.1 | 20 | 45.625 | 0.5 | 5 | 120 | 0.9 | 1 | 4.187 |  |  | 2.5963 | [11 empty] | -0.048308 | 1 | 40.7941
|  | 53.2 | 20 | 45.8846 | 0.5 | 5 | 0 | 0.9 | 1 | 4.187 |  |  | -2.5885 | [11 empty] | -0.050905 | 0 | 40.7941
|  | 53.3 | 20 | 45.6257 | 0.5 | 5 | 120 | 0.9 | 1 | 4.187 |  |  | 2.5963 | [11 empty] | -0.048316 | 1 | 40.7941
|  | 53.4 | 20 | 45.8854 | 0.5 | 5 | 0 | 0.9 | 1 | 4.187 |  |  | -2.5885 | [11 empty] | -0.050912 | 0 | 40.7941
|  | 53.5 | 20 | 45.6265 | 0.5 | 5 | 120 | 0.9 | 1 | 4.187 |  |  | 2.5962 | [11 empty] | -0.048324 | 1 | 40.7941
|  | 53.6 | 20 | 45.8861 | 0.5 | 5 | 0 | 0.9 | 1 | 4.187 |  |  | -2.5886 | [11 empty] | -0.05092 | 0 | 40.7941
|  | 53.7 | 20 | 45.6273 | 0.5 | 5 | 120 | 0.9 | 1 | 4.187 |  |  | 2.5961 | [11 empty] | -0.048332 | 1 | 40.7941
|  | 53.8 | 20 | 45.8869 | 0.5 | 5 | 0 | 0.9 | 1 | 4.187 |  |  | -2.5887 | [11 empty] | -0.050928 | 0 | 40.7941
|  | 53.9 | 20 | 45.628 | 0.5 | 5 | 120 | 0.9 | 1 | 4.187 |  |  | 2.596 | [11 empty] | -0.048339 | 1 | 40.7941
|  | 54 | 20 | 45.8876 | 0.5 | 5 | 0 | 0.9 | 1 | 4.187 |  |  | -2.5888 | [11 empty] | -0.050935 | 0 | 40.7941
|  | 54.1 | 20 | 45.6287 | 0.5 | 5 | 120 | 0.9 | 1 | 4.187 |  |  | 2.596 | [11 empty] | -0.048346 | 1 | 40.7941
|  | 54.2 | 20 | 45.8883 | 0.5 | 5 | 0 | 0.9 | 1 | 4.187 |  |  | -2.5888 | [11 empty] | -0.050942 | 0 | 40.7941
|  | 54.3 | 20 | 45.6295 | 0.5 | 5 | 120 | 0.9 | 1 | 4.187 |  |  | 2.5959 | [11 empty] | -0.048353 | 1 | 40.7941
|  | 54.4 | 20 | 45.889 | 0.5 | 5 | 0 | 0.9 | 1 | 4.187 |  |  | -2.5889 | [11 empty] | -0.050949 | 0 | 40.7941
|  | 54.5 | 20 | 45.6302 | 0.5 | 5 | 120 | 0.9 | 1 | 4.187 |  |  | 2.5958 | [11 empty] | -0.04836 | 1 | 40.7941
|  | 54.6 | 20 | 45.8897 | 0.5 | 5 | 0 | 0.9 | 1 | 4.187 |  |  | -2.589 | [11 empty] | -0.050956 | 0 | 40.7941
|  | 54.7 | 20 | 45.6308 | 0.5 | 5 | 120 | 0.9 | 1 | 4.187 |  |  | 2.5957 | [11 empty] | -0.048367 | 1 | 40.7941
|  | 54.8 | 20 | 45.8904 | 0.5 | 5 | 0 | 0.9 | 1 | 4.187 |  |  | -2.589 | [11 empty] | -0.050963 | 0 | 40.7941
|  | 54.9 | 20 | 45.6315 | 0.5 | 5 | 120 | 0.9 | 1 | 4.187 |  |  | 2.5957 | [11 empty] | -0.048374 | 1 | 40.7941
|  | 55 | 20 | 45.8911 | 0.5 | 5 | 0 | 0.9 | 1 | 4.187 |  |  | -2.5891 | [11 empty] | -0.050969 | 0 | 40.7941
|  | 55.1 | 20 | 45.6322 | 0.5 | 5 | 120 | 0.9 | 1 | 4.187 |  |  | 2.5956 | [11 empty] | -0.04838 | 1 | 40.7941
|  | 55.2 | 20 | 45.8917 | 0.5 | 5 | 0 | 0.9 | 1 | 4.187 |  |  | -2.5892 | [11 empty] | -0.050976 | 0 | 40.7941
|  | 55.3 | 20 | 45.6328 | 0.5 | 5 | 120 | 0.9 | 1 | 4.187 |  |  | 2.5955 | [11 empty] | -0.048387 | 1 | 40.7941
|  | 55.4 | 20 | 45.8924 | 0.5 | 5 | 0 | 0.9 | 1 | 4.187 |  |  | -2.5892 | [11 empty] | -0.050982 | 0 | 40.7941
|  | 55.5 | 20 | 45.6334 | 0.5 | 5 | 120 | 0.9 | 1 | 4.187 |  |  | 2.5955 | [11 empty] | -0.048393 | 1 | 40.7941
|  | 55.6 | 20 | 45.893 | 0.5 | 5 | 0 | 0.9 | 1 | 4.187 |  |  | -2.5893 | [11 empty] | -0.050989 | 0 | 40.7941
|  | 55.7 | 20 | 45.6341 | 0.5 | 5 | 120 | 0.9 | 1 | 4.187 |  |  | 2.5954 | [11 empty] | -0.048399 | 1 | 40.7941
|  | 55.8 | 20 | 45.8936 | 0.5 | 5 | 0 | 0.9 | 1 | 4.187 |  |  | -2.5894 | [11 empty] | -0.050995 | 0 | 40.7941
|  | 55.9 | 20 | 45.6347 | 0.5 | 5 | 120 | 0.9 | 1 | 4.187 |  |  | 2.5954 | [11 empty] | -0.048405 | 1 | 40.7941
|  | 56 | 20 | 45.8942 | 0.5 | 5 | 0 | 0.9 | 1 | 4.187 |  |  | -2.5894 | [11 empty] | -0.051001 | 0 | 40.7941
|  | 56.1 | 20 | 45.6353 | 0.5 | 5 | 120 | 0.9 | 1 | 4.187 |  |  | 2.5953 | [11 empty] | -0.048411 | 1 | 40.7941
|  | 56.2 | 20 | 45.8948 | 0.5 | 5 | 0 | 0.9 | 1 | 4.187 |  |  | -2.5895 | [11 empty] | -0.051007 | 0 | 40.7941
|  | 56.3 | 20 | 45.6358 | 0.5 | 5 | 120 | 0.9 | 1 | 4.187 |  |  | 2.5952 | [11 empty] | -0.048417 | 1 | 40.7941
|  | 56.4 | 20 | 45.8954 | 0.5 | 5 | 0 | 0.9 | 1 | 4.187 |  |  | -2.5895 | [11 empty] | -0.051012 | 0 | 40.7941
|  | 56.5 | 20 | 45.6364 | 0.5 | 5 | 120 | 0.9 | 1 | 4.187 |  |  | 2.5952 | [11 empty] | -0.048423 | 1 | 40.7941
|  | 56.6 | 20 | 45.8959 | 0.5 | 5 | 0 | 0.9 | 1 | 4.187 |  |  | -2.5896 | [11 empty] | -0.051018 | 0 | 40.7941
|  | 56.7 | 20 | 45.637 | 0.5 | 5 | 120 | 0.9 | 1 | 4.187 |  |  | 2.5951 | [11 empty] | -0.048428 | 1 | 40.7941
|  | 56.8 | 20 | 45.8965 | 0.5 | 5 | 0 | 0.9 | 1 | 4.187 |  |  | -2.5896 | [11 empty] | -0.051024 | 0 | 40.7941
|  | 56.9 | 20 | 45.6375 | 0.5 | 5 | 120 | 0.9 | 1 | 4.187 |  |  | 2.5951 | [11 empty] | -0.048434 | 1 | 40.7941
|  | 57 | 20 | 45.897 | 0.5 | 5 | 0 | 0.9 | 1 | 4.187 |  |  | -2.5897 | [11 empty] | -0.051029 | 0 | 40.7941
|  | 57.1 | 20 | 45.6381 | 0.5 | 5 | 120 | 0.9 | 1 | 4.187 |  |  | 2.595 | [11 empty] | -0.048439 | 1 | 40.7941
|  | 57.2 | 20 | 45.8976 | 0.5 | 5 | 0 | 0.9 | 1 | 4.187 |  |  | -2.5898 | [11 empty] | -0.051034 | 0 | 40.7941
|  | 57.3 | 20 | 45.6386 | 0.5 | 5 | 120 | 0.9 | 1 | 4.187 |  |  | 2.595 | [11 empty] | -0.048445 | 1 | 40.7941
|  | 57.4 | 20 | 45.8981 | 0.5 | 5 | 0 | 0.9 | 1 | 4.187 |  |  | -2.5898 | [11 empty] | -0.05104 | 0 | 40.7941
|  | 57.5 | 20 | 45.6391 | 0.5 | 5 | 120 | 0.9 | 1 | 4.187 |  |  | 2.5949 | [11 empty] | -0.04845 | 1 | 40.7941
|  | 57.6 | 20 | 45.8986 | 0.5 | 5 | 0 | 0.9 | 1 | 4.187 |  |  | -2.5899 | [11 empty] | -0.051045 | 0 | 40.7941
|  | 57.7 | 20 | 45.6396 | 0.5 | 5 | 120 | 0.9 | 1 | 4.187 |  |  | 2.5949 | [11 empty] | -0.048455 | 1 | 40.7941
|  | 57.8 | 20 | 45.8991 | 0.5 | 5 | 0 | 0.9 | 1 | 4.187 |  |  | -2.5899 | [11 empty] | -0.05105 | 0 | 40.7941
|  | 57.9 | 20 | 45.6401 | 0.5 | 5 | 120 | 0.9 | 1 | 4.187 |  |  | 2.5948 | [11 empty] | -0.04846 | 1 | 40.7941
|  | 58 | 20 | 45.8996 | 0.5 | 5 | 0 | 0.9 | 1 | 4.187 |  |  | -2.59 | [11 empty] | -0.051055 | 0 | 40.7941
|  | 58.1 | 20 | 45.6406 | 0.5 | 5 | 120 | 0.9 | 1 | 4.187 |  |  | 2.5948 | [11 empty] | -0.048465 | 1 | 40.7941
|  | 58.2 | 20 | 45.9001 | 0.5 | 5 | 0 | 0.9 | 1 | 4.187 |  |  | -2.59 | [11 empty] | -0.051059 | 0 | 40.7941
|  | 58.3 | 20 | 45.6411 | 0.5 | 5 | 120 | 0.9 | 1 | 4.187 |  |  | 2.5947 | [11 empty] | -0.048469 | 1 | 40.7941
|  | 58.4 | 20 | 45.9005 | 0.5 | 5 | 0 | 0.9 | 1 | 4.187 |  |  | -2.5901 | [11 empty] | -0.051064 | 0 | 40.7941
|  | 58.5 | 20 | 45.6415 | 0.5 | 5 | 120 | 0.9 | 1 | 4.187 |  |  | 2.5947 | [11 empty] | -0.048474 | 1 | 40.7941
|  | 58.6 | 20 | 45.901 | 0.5 | 5 | 0 | 0.9 | 1 | 4.187 |  |  | -2.5901 | [11 empty] | -0.051069 | 0 | 40.7941
|  | 58.7 | 20 | 45.642 | 0.5 | 5 | 120 | 0.9 | 1 | 4.187 |  |  | 2.5946 | [11 empty] | -0.048479 | 1 | 40.7941
|  | 58.8 | 20 | 45.9014 | 0.5 | 5 | 0 | 0.9 | 1 | 4.187 |  |  | -2.5901 | [11 empty] | -0.051073 | 0 | 40.7941
|  | 58.9 | 20 | 45.6424 | 0.5 | 5 | 120 | 0.9 | 1 | 4.187 |  |  | 2.5946 | [11 empty] | -0.048483 | 1 | 40.7941
|  | 59 | 20 | 45.9019 | 0.5 | 5 | 0 | 0.9 | 1 | 4.187 |  |  | -2.5902 | [11 empty] | -0.051078 | 0 | 40.7941
|  | 59.1 | 20 | 45.6429 | 0.5 | 5 | 120 | 0.9 | 1 | 4.187 |  |  | 2.5945 | [11 empty] | -0.048487 | 1 | 40.7941
|  | 59.2 | 20 | 45.9023 | 0.5 | 5 | 0 | 0.9 | 1 | 4.187 |  |  | -2.5902 | [11 empty] | -0.051082 | 0 | 40.7941
|  | 59.3 | 20 | 45.6433 | 0.5 | 5 | 120 | 0.9 | 1 | 4.187 |  |  | 2.5945 | [11 empty] | -0.048492 | 1 | 40.7941
|  | 59.4 | 20 | 45.9027 | 0.5 | 5 | 0 | 0.9 | 1 | 4.187 |  |  | -2.5903 | [11 empty] | -0.051086 | 0 | 40.7941
|  | 59.5 | 20 | 45.6437 | 0.5 | 5 | 120 | 0.9 | 1 | 4.187 |  |  | 2.5945 | [11 empty] | -0.048496 | 1 | 40.7941
|  | 59.6 | 20 | 45.9032 | 0.5 | 5 | 0 | 0.9 | 1 | 4.187 |  |  | -2.5903 | [11 empty] | -0.05109 | 0 | 40.7941
|  | 59.7 | 20 | 45.6441 | 0.5 | 5 | 120 | 0.9 | 1 | 4.187 |  |  | 2.5944 | [11 empty] | -0.0485 | 1 | 40.7941
|  | 59.8 | 20 | 45.9036 | 0.5 | 5 | 0 | 0.9 | 1 | 4.187 |  |  | -2.5904 | [11 empty] | -0.051095 | 0 | 40.7941
|  | 59.9 | 20 | 45.6445 | 0.5 | 5 | 120 | 0.9 | 1 | 4.187 |  |  | 2.5944 | [11 empty] | -0.048504 | 1 | 40.7941
| Final Value | 60 | 15 | 45.904 | 0.5 | 5 | 0 | 0.9 | 1 | 4.187 |  |  | -3.0904 | [11 empty] | -0.051099 | 0 | 40.7941